## BoQ1 (hidden)
Percentage BoQ
BoQ_Ver3.0 | Percentage | Normal | INR Only | INR
Select, At Par, Excess (+), Less (-) |  | IOCL | Select | Not Quoted | At Par | Excess (+) | Less (-)
Tender Inviting Authority: Maharastra Natural Gas Limited, Pune
Name of Work: Tender for Item Rate Contract for period of 1-year for laying of underground PE pipeline & aboveground GI / Cu installation for CGD Network of MNGL for Pune GA (BOQ-1)
Contract No: MNGL/CP/2025-26/07
Name of the Bidder/ Bidding Firm / Company :
PRICE SCHEDULE / SCHEDULE OF RATES (SOR) (This BOQ template must not be modified/replaced by the bidder and the same should be uploaded after filling the relevent columns, else the bidder is liable to be rejected for this tender. Bidders are allowed to enter the Bidder Name and Values only )
NUMBER # | TEXT # | TEXT # | NUMBER # | TEXT # | NUMBER | NUMBER | TEXT | TEXT # | NUMBER # | TEXT# | TEXT # | NUMBER # | NUMBER | NUMBER | NUMBER | NUMBER | TEXT | TEXT | NUMBER | NUMBER | NUMBER | NUMBER | TEXT | TEXT | NUMBER | NUMBER | NUMBER | NUMBER | TEXT | TEXT | NUMBER | NUMBER | NUMBER | NUMBER | TEXT | TEXT | NUMBER | NUMBER | NUMBER | NUMBER | TEXT | TEXT | NUMBER | NUMBER | NUMBER # | NUMBER # | TEXT | TEXT | NUMBER # | NUMBER # | DATE | NUMBER # | NUMBER # | TEXT #
Sl. No. | Item Description | Item Code / Make | Quantity | Units | Unit Rate inclusive of all taxes & duties except GST (Rs.) | Per Unit Goods & Service Tax @18% (Rs.) | Unit Rate inclusive of all taxes & duties including GST (Rs.) | Addition / Deduction | Addition / Deduction Values | Currency Convertion against each Item | Quoted Currency in INR / Other Currency | BASIC RATE In Figures To be entered by the Bidder Rs. P | Excise Duty | VAT | Freight Charges ( Unloading & Stacking) | Any Other Taxes/Duties/Levies |  |  | Other Taxes 2 | IIIrd Party i.e DGS&D / RITES etc Inspection Charges @0.34%+Service Tax | Less for Cenvat Credit,if any respect of Supplies Under full Excise Duty Category | [30 empty] | TOTAL AMOUNT With Taxes including GST @18% Rs. P | TOTAL AMOUNT With Taxes including GST @18% Rs. P | TOTAL AMOUNT In Words
1 | 2 | 3 | 4 | 5 | 6 | 7 | 8 | 9 | 10 | 11 | 12 | 13 | 14 | 15 | 16 | 17 | 18 | 19 | 20 | 21 | 22 | 23 | 24 | 25 | 26 | 27 | 28 | 29 | 30 | 31 | 32 | 33 | 34 | 35 | 36 | 37 | 38 | 39 | 40 | 41 | 42 | 43 | 44 | 45 | 46 | 47 | 48 | 49 | 50 | 51 | 52 | 53 | 54 | 55
1 | 1.1) MDPE Laying in any surface (including hard rock) Excluding supply of all MDPE pipes (PE 80/100,SDR11), but Including supply of Bends, Couplers, End caps, Tees, PE Reducer, CS to PE Fitting, Saddle Tapping, Warning mat etc. as required to complete the job. (Particular job specification.) "Receiving and taking-over" as defined in the specification, handling, loading, transportation and unloading of Owner supplied MDPE line pipes (PE80/100, SDR11) of all sizes (as free issue items) from Owner's designated place(s) of issue to Contractor's own stock-yard(s)/ Work Shop(s)/ work-site(s) including proper storing, stacking, identification, providing security & insurance cover, including supply of accessories of all sizes & thickness like Bends, Couplers, End caps, Tee, PE Reducer, CS to PE Fittings, Saddle Tapping, Warning Mat etc. | item1 | [52 empty] | 1.01 | Supplying, Conveying and fixing spls. Including eart | item1 | 123.223 | Nos
2 | Stringing/ uncoiling of the MDPE line pipe on the pipeline Right-of-Use, laying/ installation of MDPE line pipe (alongwith installation of required accessories as mentioned above) of following sizes, including executing all works; fabrication, access for construction; supply of all materials (except Owner supplied materials), consumables, labour and other incidental works and handing over the same after return of the surplus pipes to the Owner's designated stockyard(s); carrying out all temporary, ancillary, auxiliary works required to make the MDPE pipeline ready for commissioning as per drawings, specifications, scope of work indicated in PJS and other provisions of Contract document and instructions of Engineer-in-charge, including but not limited to carrying out the following works: | item2 | [52 empty] | 1.02 | Construction of chamber for 100mm sluice plates | item2 | 213 | Nos
3 | Preparation and getting approval of schedules, execution procedures, drawings/ sketches/ wherever required, making trial pits to determine the underground utilities/ services etc., restoration of the abandoned trial pits to original condition. Grading the ROU, barricading the work area as per local authorities norms & to satisfaction of EIC, installation of safety signs, trenching to required depth, repairing of all damaged utilities if any, and payment of any compensation (if claimed by owner/other utility agencies). Uncoiling/ stringing of pipes, clamping, jointing of the pipe ends/ fittings/ valves by qualified personnel using approved electro-fusion techniques as per specification. | item3 | [52 empty] | 1.02 | Construction of chamber for 100mm sluice plates | item2 | 213 | Nos
4 | Excavation of trench and Lowering the pipeline in trench to required depths, placement of HDPE warning grid mat over the pipeline along the complete route, padding around pipeline with suitable approved soil, backfilling with available excavated material after screening, compaction with jumping jack compactor and water at subsequent layers of 150mm above warning mat. All tiles/slabs/curb stones etc removed during excavation shall be placed properly. Roads, pavements, footpaths etc. to be made motorable wherever pipeline is laid. MDPE Pipe shall be laid in such a way so that top cover of MDPE Pipe is 1.0 mtr. However in case if additional depth (up to 1.5 mtr) required due to any reason shall be coverd in this SOR. | item4 | [52 empty] | 2 | Construction of chamber for 100mm sluices valve | item3 | 10 | Nos
5 | Installation and electro-fusion jointing of valves wherever required and as directed by Engineer-in-charge. Restoration of area to original condition, including cleaning the area of all unserviceable materials, debris, excess earth near trenches to the designated disposal area as per the specifications, instruction of Owner/Engineer-in-charge and to the satisfaction of local authorities. Restoration of all surrounding ground features to that existing before as detailed out in the specifications and as directed by Engineer-in-charge which would include replanting of any uprooted trees etc. Pneumatic testing, purging with nitrogen and commissioning as per specification and approved procedures providing all tools and tackles, nitrogen, instruments, manpower and other related accessories and as per the instructions of the Engineer-in-charge. | item5 | [52 empty] | 3 | Supplying, Conveying and fixing spls. Including ea | item4 | 10 | Nos
6 | Maintaining the completed pipelines/ installation for any defect, failures during defect liability period (i.e. 12 months from date of completion of work). Handing over the completed works to MNGL for their operation/ use, returning of all free issue surplus material to MNGL stores, reconciliation of free issue material area wise and obtaining "no objection certificate" from MNGL/Consultant. | item6 | [52 empty] | 1.01 | Supplying, Conveying and fixing spls. Including eart | item1 | 123.223 | Nos
7 | Preparation and submission of Daily progress report, Laying Graphs/ PE/ GI line cards. On completion of gas charging of pipelines. Preparation and submission of As-built drawings, crossings details, termination, utility graphs and deviation statements. Submission of all documents required for contract closure in numbers as mentioned in contract. | item7 | [52 empty] | 1.02 | Construction of chamber for 100mm sluice plates | item2 | 213 | Nos
8 | Any other activities not mentioned/ covered explicitly above, but otherwise required for satisfactory completion/operation/ safety/ statutory/ maintenance of the works shall also be covered under the scope of work and has to be completed by the Contractor within specified schedule at no extra cost to MNGL. | item8 | [52 empty] | 1.01 | Supplying, Conveying and fixing spls. Including eart | item1 | 123.223 | Nos
9 | Supply and installation of GI sleeve(21/2" and 3" as instructed by EIC) with concrete mix (Pedestal) and filling it with sand, sealing the annuals, Inserting of MDPE pipe in Hume pipe for road crossing, supply of soft soil if required for padding comes under this SOR is in the contractor's scope. Breaking through any obstructions and their subsequent restoration, as per specifications and instructions of the Engineer-in-charge is included in this SOR item.Liasioning and Follow-up for permission with all the concerned customer, society members, chairmans etc. is the Contractor's scope. | item9 | [52 empty] | 1.02 | Construction of chamber for 100mm sluice plates | item2 | 213 | Nos
10 | Excavation of hard rock, wherever hard rock of single piece exceeding 1.5m in length removable by pneumatic chisel/ drill as per specifications and direction of EIC including all permissions,safety precuations,removing of debris included in this SOR. Boulders <1.5 mtrs, shall not be considered under this SOR. | item10
11 | Primary responsibility of contractor is to obtain permission from various authorities & management of sites with respect to completion of all works under this SOR | item11 | [52 empty] | 1.02 | Construction of chamber for 100mm sluice plates | item2 | 213 | Nos
12 | 1.1 a : 20 & 32 mm | item12 | 250000 | Meter | 412.74 |  |  | Excess(+) | 1 | Full Conversion | INR | [40 empty] | 121758300 | 121758300 | #VALUE! | 2 | Construction of chamber for 100mm sluices valve | item3 | 10 | Nos
13 | 1.1 b: 63 & 90 mm | item13 | 93750 | Meter | 536.31 |  |  | Excess(+) | 1 | Full Conversion | INR | [40 empty] | 59329293.75 | 59329293.75 | #VALUE! | 3 | Supplying, Conveying and fixing spls. Including ea | item4 | 10 | Nos
14 | 1.1 c: 125 mm | item14 | 93750 | Meter | 582.95 |  |  | Excess(+) | 1 | Full Conversion | INR | [40 empty] | 64488843.75 | 64488843.75 | #VALUE! | 1.01 | Supplying, Conveying and fixing spls. Including eart | item1 | 123.223 | Nos
15 | 1.1d: 180 mm | item15 | 1000 | Meter | 717.01 |  |  | Excess(+) | 1 | Full Conversion | INR | [40 empty] | 846071.8 | 846071.8 | #VALUE! | 4 | Construction of chamber for 100mm sluice plates | item5 | 10 | Nos
16 | 1.2) Double Laying in same trench Excluding supply of all MDPE pipe (PE 80/100,SDR11), but Including supply of all the fittings like Bends, Couplers, End caps, Tees, PE Reducer, CS to PE Fitting, Saddle Tapping, Warming mat etc. as required to complete the job (Particular job specification). "Receiving and taking-over" as defined in the specification, handling, loading, transportation and unloading of Owner supplied MDPE line pipes (PE80/100, SDR11) of all sizes (as free issue items) from Owner's designated place(s) of issue to Contractor's own stock-yard(s)/ Work Shop(s)/ work-site(s) including proper storing, stacking, identification, providing security & insurance cover , including supply of accessories of all sizes & thickness like Bends, Couplers, End caps, Tee, PE Reducer, CS to PE Fittings, Saddle Tapping etc. This SOR covers the laying of lower size MDPE pipe, its jointing, testing, commissioning, submission of laying reports,liasioning,permissions of all authority, as-built and other documents etc. as instructed by EIC. Laying of higher size MDPE pipe, its jointing, testing and commissioning will be paid as per the SOR 1.1 & jointing, testing and commissioning of smaller size of pipe shall be paid in this SOR. Primary responsibility of contractor is to obtain permission from various authorities & management of sites with respect to completion of all works under this SOR | item16 | [52 empty] | 1.01 | Supplying, Conveying and fixing spls. Including eart | item1 | 123.223 | Nos
17 | 1.2 a: 20 & 32 mm | item17 | 1875 | Meter | 31.04 |  |  | Excess(+) | 1 | Full Conversion | INR | [40 empty] | 68676 | 68676 | #VALUE! | 1.02 | Construction of chamber for 100mm sluice plates | item2 | 213 | Nos
18 | 1.2 b :63 & 90 mm | item18 | 2000 | Meter | 43.13 |  |  | Excess(+) | 1 | Full Conversion | INR | [40 empty] | 101786.8 | 101786.8 | #VALUE! | 2 | Construction of chamber for 100mm sluices valve | item3 | 10 | Nos
19 | 1.3) Insertion of MDPE in already laid hume pipe Excluding trenching work and supply of all MDPE pipe (PE 80/100,SDR11), but Including supply of Bends, Couplers, End caps, Tees, PE Reducer, CS to PE Fitting, Saddle Tapping, Warning mat etc. as required to complete the job (Particular Job Specification). "Receiving and taking-over" as defined in the specification, handling, loading, transportation and unloading of Owner supplied MDPE line pipes (PE80/100, SDR11) of all sizes (as free issue items) from Owner's designated place(s) of issue to Contractor's own stock-yard(s)/ Work Shop(s)/ work-site(s) including proper storing, stacking, identification, providing security & insurance cover, including supply of accessories of all sizes & thickness like Bends, Couplers, End caps, Tee, PE Reducer, CS to PE Fittings, Saddle Tapping, Warning Mat etc. Also fulfilling the other conditions mentioned in SOR item No. 1.1 &1.2 except trenching work. However if excavation of pits required for insertion of MDPE pipes or any other works for completion of the job as per the instructions of EIC shall be covered in this SOR. Primary responsibility of contractor is to obtain permission from various authorities & management of sites with respect to completion of all works under this SOR | item19 | [52 empty] | 3 | Supplying, Conveying and fixing spls. Including ea | item4 | 10 | Nos
20 | 1.3 a: 20 & 32 mm | item20 | 1000 | Meter | 37.12 |  |  | Excess(+) | 1 | Full Conversion | INR | [40 empty] | 43801.6 | 43801.6 | #VALUE! | 1.02 | Construction of chamber for 100mm sluice plates | item2 | 213 | Nos
21 | 1.3 b: 63 & 90 mm | item21 | 1000 | Meter | 62.72 |  |  | Excess(+) | 1 | Full Conversion | INR | [40 empty] | 74009.6 | 74009.6 | #VALUE! | 3 | Supplying, Conveying and fixing spls. Including ea | item4 | 10 | Nos
22 | 1.3 c: 125 mm | item22 | 1000 | Meter | 94.67 |  |  | Excess(+) | 1 | Full Conversion | INR | [40 empty] | 111710.6 | 111710.6 | #VALUE! | 4 | Construction of chamber for 100mm sluice plates | item5 | 10 | Nos
23 | 1.3 d: 180 mm | item23 | 100 | Meter | 200.79 |  |  | Excess(+) | 1 | Full Conversion | INR | [40 empty] | 23693.22 | 23693.22 | #VALUE! | 1.02 | Construction of chamber for 100mm sluice plates | item2 | 213 | Nos
24 | 1.4)Testing and commissioning of already laid MDPE pipe of all sizes Pneumatic testing, purging with nitrogen & Commissioning of already laid MDPE Pipe (PE 80/100, SDR 11) including supply of manpower, labour (to identify the leak / making the pits), jointing of fittings, its installation and manpower, labour (for making the pits) etc. and submission of final documents (Like: As-built etc) comes under SOR (1.4.a) and tapping from main line/charged line is the scope of contractor. The supply of all kind of MDPE fitting including TF etc is covered under the SOR 1.4(b,c,d) | item24 | [52 empty] | 1.02 | Construction of chamber for 100mm sluice plates | item2 | 213 | Nos
25 | Primary responsibility of contractor is to obtain permission from various authorities & management of sites with respect to completion of all works under this SOR | item25 | [52 empty] | 3 | Supplying, Conveying and fixing spls. Including ea | item4 | 10 | Nos
26 | This SOR also includes any restoration,liasioning,barricades deployment,pit which needs to be done in order to complete the job. | item26 | [52 empty] | 1.01 | Supplying, Conveying and fixing spls. Including eart | item1 | 123.223 | Nos
27 | 1.4 a:Jointing,testing,commissioning of MDPE pipe of all size | item27 | 10000 | Meter | 48.94 |  |  | Excess(+) | 1 | Full Conversion | INR | [40 empty] | 577492 | 577492 | #VALUE! | 3 | Supplying, Conveying and fixing spls. Including ea | item4 | 10 | Nos
28 | 1.4 b:Jointing of 20 mm & 32 mm | item28 | 1000 | No | 106.19 |  |  | Excess(+) | 1 | Full Conversion | INR | [40 empty] | 125304.2 | 125304.2 | #VALUE! | 4 | Construction of chamber for 100mm sluice plates | item5 | 10 | Nos
29 | 1.4 c: Jointing of 63 mm,90 mm & 125 mm | item29 | 1000 | No | 763.9 |  |  | Excess(+) | 1 | Full Conversion | INR | [40 empty] | 901402 | 901402 | #VALUE! | 1.02 | Construction of chamber for 100mm sluice plates | item2 | 213 | Nos
30 | 1.4 d: Jointing of 180 mm | item30 | 10 | No | 1718.76 |  |  | Excess(+) | 1 | Full Conversion | INR | [40 empty] | 20281.37 | 20281.37 | #VALUE! | 1.02 | Construction of chamber for 100mm sluice plates | item2 | 213 | Nos
31 | 1.5) Crossing of Utilities/Drain/Culverts/Nala Excluding supply of all types of MDPE pipes (PE 80/100,SDR11), but Including supply of all types of MDPE fittings, Warming mat etc. as required to complete the job (Particular job specification). "Receiving and taking-over" as defined in the specification, handling, loading, transportation and unloading of Owner supplied MDPE line pipes (PE80/100, SDR11) of all sizes (as free issue items) from Owner's designated place(s) of issue to Contractor's own stock-yard(s)/ Work Shop(s)/ work-site(s) including proper storing, stacking, identification, providing security & insurance cover , including supply of accessories of all sizes & thickness like Bends, Couplers, End caps, Tee, PE Reducer, CS to PE Fittings, Saddle Tapping etc. This SOR covers the laying/installation of all sizes of MDPE pipes, its jointing, testing, commissioning, submission of laying reports, as-built drawings and other documents etc. as per the instructions of EIC. All types of nala crossing for any length covered in this SOR | item31 | [52 empty] | 3 | Supplying, Conveying and fixing spls. Including ea | item4 | 10 | Nos
32 | Above ground laid MDPE pipe shall be protected by RCC i.e. all sides of MDPE Pipe covered by 4" thick RCC. Providing and laying reinforced cement of grade M-20 with 20mm and down grade crushed stone aggregate in all types of structures like foundations, pedestals, pedestal bases, pipe supports, sleepers cable trench including construction joints, bitumen painting on surface in contact with soil, supplying and fixing reinforcing steel, shuttering, inserts, finishes etc. at all depths and heights complete as per drawings, specifications and direction of the Engineer-in-charge. Unit rate includes cost of labours, tools, tackles, equipment, equipment hire charges, supply of all materials such as minimum 43 grade cement including sulphate resistant cement for sub-structures, R/F steel dia 12mm, Inserts, bolts, conduits, bitumen, other minor construction materials, shuttering, stanging, earthwork in excavation and backfilling using serviceable earth in all conditions, shorting bailing and pumping out water, testing of concrete, curing etc. with all bye works and sundry works. | item32 | [52 empty] | 1.01 | Supplying, Conveying and fixing spls. Including eart | item1 | 123.223 | Nos
33 | This SOR also includes any restoration,liasioning,barricades deployment,pit which needs to be done in order to complete the job. | item33 | [52 empty] | 1.02 | Construction of chamber for 100mm sluice plates | item2 | 213 | Nos
34 | 1.5 a: Above ground Crossing of Culverts/Nala | item34 | 1875 | Meter | 2199.06 |  |  | Excess(+) | 1 | Full Conversion | INR | [40 empty] | 4865420.25 | 4865420.25 | #VALUE! | 3 | Supplying, Conveying and fixing spls. Including ea | item4 | 10 | Nos
35 | Excluding supply of all types of MDPE pipes (PE 80/100,SDR11), but Including supply of all types of MDPE fittings, Warming mat etc. as required to complete the job (Particular job specification). "Receiving and taking-over" as defined in the specification, handling, loading, transportation and unloading of Owner supplied MDPE line pipes (PE80/100, SDR11) of all sizes (as free issue items) from Owner's designated place(s) of issue to Contractor's own stock-yard(s)/ Work Shop(s)/ work-site(s) including proper storing, stacking, identification, providing security & insurance cover , including supply of accessories of all sizes & thickness like Bends, Couplers, End caps, Tee, PE Reducer, CS to PE Fittings, Saddle Tapping etc. This SOR covers the laying/installation of all sizes of MDPE pipes, its jointing, testing, commissioning, submission of laying reports, as-built drawings and other documents etc. as per the instructions of EIC. | item35 | [52 empty] | 4 | Construction of chamber for 100mm sluice plates | item5 | 10 | Nos
36 | Suitable size of HDPE casing (NP6 standard) shall be provided by the vendor in case of underground nala / culvert crossing. | item36 | [52 empty] | 1.01 | Supplying, Conveying and fixing spls. Including eart | item1 | 123.223 | Nos
37 | Additional material like shuttering for supporting the side wall of the trench or any other material / things required for safe working for completion of job / as per instructions of EIC shall be in the scope of contractor and covered under this SOR. | item37 | [52 empty] | 1.02 | Construction of chamber for 100mm sluice plates | item2 | 213 | Nos
38 | This SOR also includes any restoration,liasioning,barricades deployment,pit which needs to be done in order to complete the job. | item38 | [52 empty] | 3 | Supplying, Conveying and fixing spls. Including ea | item4 | 10 | Nos
39 | 1.5 b: Under ground Crossing of Culverts/Nala | item39 | 2000 | Mtr | 2318.02 |  |  | Excess(+) | 1 | Full Conversion | INR | [40 empty] | 5470527.2 | 5470527.2 | #VALUE! | 1.01 | Supplying, Conveying and fixing spls. Including eart | item1 | 123.223 | Nos
40 | 1.6) Material Cost for Supply of Concrete Sleeves / HDPE Sleeves: Supply, installation of sleeve, insertion of pipe, sealing the annuals, firm fixing of Sleeves with concrete mix. Breaking through any obstructions and their subsequent restoration, as per specifications and instructions of the Engineer-in-charge. | item40 | [52 empty] | 1.02 | Construction of chamber for 100mm sluice plates | item2 | 213 | Nos
41 | This SOR is not applicable for MOC purpose protection which needs to be given as per instructions of AIC/EIC. | item41 | [52 empty] | 3 | Supplying, Conveying and fixing spls. Including ea | item4 | 10 | Nos
42 | 1.6 a: Supply 4” NB, 1m | item42 | 1000 | Mtr | 275.03 |  |  | Excess(+) | 1 | Full Conversion | INR | [40 empty] | 324535.4 | 324535.4 | #VALUE! | 4 | Construction of chamber for 100mm sluice plates | item5 | 10 | Nos
43 | 1.6 b: Supply 6” NB, 1m | item43 | 1000 | Mtr | 426.48 |  |  | Excess(+) | 1 | Full Conversion | INR | [40 empty] | 503246.4 | 503246.4 | #VALUE! | 1.01 | Supplying, Conveying and fixing spls. Including eart | item1 | 123.223 | Nos
44 | 1.6 c:Supply 8” NB, 1m | item44 | 1000 | Mtr | 643.4 |  |  | Excess(+) | 1 | Full Conversion | INR | [40 empty] | 759212 | 759212 | #VALUE! | 1.02 | Construction of chamber for 100mm sluice plates | item2 | 213 | Nos
45 | 1.6 d:Supply 10” NB, 1m | item45 | 100 | Mtr | 917.75 |  |  | Excess(+) | 1 | Full Conversion | INR | [40 empty] | 108294.5 | 108294.5 | #VALUE! | 2 | Construction of chamber for 100mm sluices valve | item3 | 10 | Nos
46 | 1.7) Construction of RCC valve chamber and Installation of Extended Stem valve Construction of RCC valve chamber should be done with as per the tender drawing with/without supply of extended stem PE ball valve with/with out purge as instructed by EIC. This SOR covers the supply of required MDPE fittings to install the extended stem valve, manpower, material, tools, equipment etc. | item46 | [52 empty] | 3 | Supplying, Conveying and fixing spls. Including ea | item4 | 10 | Nos
47 | Unit rate includes cost of labours, tools, tackles, equipment, equipment hire charges, supply of all materials such as minimum 43 grade cement including sulphate resistant cement for sub-structures, R/F steel dia 12mm,SFRC chamber cover,barricading, liasioning, permissions,etc. | item47 | [52 empty] | 3 | Supplying, Conveying and fixing spls. Including ea | item4 | 10 | Nos
48 | This SOR also includes any restoration,liasioning,barricades deployment,pit which needs to be done in order to complete the job. | item48 | [52 empty] | 4 | Construction of chamber for 100mm sluice plates | item5 | 10 | Nos
49 | 1.7 a: Construction of RCC valve chamber & installation with supply Extended stem PE Ball valve | item49 | 135 | No | 26164.34 |  |  | Excess(+) | 1 | Full Conversion | INR | [40 empty] | 4167979.36 | 4167979.36 | #VALUE! | 1.01 | Supplying, Conveying and fixing spls. Including eart | item1 | 123.223 | Nos
50 | 1.7 b: Construction of RCC valve chamber & installation with out supply Extended stem PE Ball valve | item50 | 135 | No | 9293.39 |  |  | Excess(+) | 1 | Full Conversion | INR | [40 empty] | 1480437.03 | 1480437.03 | #VALUE! | 1.02 | Construction of chamber for 100mm sluice plates | item2 | 213 | Nos
51 | Fabrication & Installation of Markers | item51 | [52 empty] | 1.02 | Construction of chamber for 100mm sluice plates | item2 | 213 | Nos
52 | Fabrication & Installation of Markers RCC Route Markers: Supply, fabrication and installation of RCC route markers as per the attached drawings, along the route including all associated civil works such as excavation and construction in all types of soils, construction and pedestals and grouting with concrete. | item52 | [52 empty] | 3 | Supplying, Conveying and fixing spls. Including ea | item4 | 10 | Nos
53 | 1.8 a: RCC Route Markers as per Sketch enclosed. | item53 | 3770 | No | 540.4 |  |  | Excess(+) | 1 | Full Conversion | INR | [40 empty] | 2404023.44 | 2404023.44 | #VALUE! | 1.02 | Construction of chamber for 100mm sluice plates | item2 | 213 | Nos
54 | Plate Marker: Supply, fabrication and installation of plate markers, including application of approved color and quality of primer and paint, stencil letter cutting of lettering, numbers, direction, chainage, etc. as per the attached drawings to be installed on the ROU | item54 | [52 empty] | 3 | Supplying, Conveying and fixing spls. Including ea | item4 | 10 | Nos
55 | 1.8 b: Plate Markers without Foundation As per Sketch enclosed. | item55 | 12500 | No | 187.74 |  |  | Excess(+) | 1 | Full Conversion | INR | [40 empty] | 2769165 | 2769165 | #VALUE! | 4 | Construction of chamber for 100mm sluice plates | item5 | 10 | Nos
56 | 1.9) CIVIL WORKS (Preparation of Construction of MRS, DRS Foundation etc.) Site Grading Earth in excavation and filling to the grades and levels shown in the approved drawings in all kinds of conditions including for Road embakments, using approved quality good earth from designated borrow area, for all heights and depths including clearing and stripping (min. 150mm) of the area marked for filling, taking spot levels, consolidating the exposed natural soil surface, excavating the earth from borrow area loading, transporting & unloading, spreading in layers not exceeding 150mm thickness, breaking clods, watering (if reqd.), ramming and compacting by manual/ mechanical means to give minimum 92% of modified Proctor's density of earth, testing & dressing including disposal of all unserviceable material all complete as per specifications and directions of Engineer-in-charge. (Rate to include cost of all labour, tools, tackles, equipment, hire charges, cost of borrow earth by way of royalties, right of way, cess etc., as applicable with all bye works and sundry works). | item56 | [52 empty] | 1.02 | Construction of chamber for 100mm sluice plates | item2 | 213 | Nos
57 | 1.9 a: Site grading | item57 | 100 | Sqm | 415 |  |  | Excess(+) | 1 | Full Conversion | INR | [40 empty] | 48970 | 48970 | #VALUE! | 1.02 | Construction of chamber for 100mm sluice plates | item2 | 213 | Nos
58 | PCC 1:2:4 1 Cement : 2 Coarse sand : 4 stone aggregate 20mm nominal size. (Rate to include cost of all labour, tools, tackles, equipment, hire charges, supply of all materials, shuttering, earthwork in excavation and backfilling using approved earth in all conditions etc. with all bye works and sundry works.) | item58 | [52 empty] | 3 | Supplying, Conveying and fixing spls. Including ea | item4 | 10 | Nos
59 | 1.9 b: PCC 1:2:4 | item59 | 150 | M3 | 4764.15 |  |  | Excess(+) | 1 | Full Conversion | INR | [40 empty] | 843254.55 | 843254.55 | #VALUE! | 1.02 | Construction of chamber for 100mm sluice plates | item2 | 213 | Nos
60 | PCC 1:4:8 1 Cement : 4 Coarse sand : 8 stone aggregate 40mm nominal size. (Rate to include cost of all labour, tools, tackles, equipment, hire charges, supply of all materials, shuttering, earthwork in excavation and backfilling using approved earth in all conditions etc. with all bye works and sundry works.) | item60 | [52 empty] | 3 | Supplying, Conveying and fixing spls. Including ea | item4 | 10 | Nos
61 | 1.9 c: PCC 1:4:8 | item61 | 360 | M3 | 4537.29 |  |  | Excess(+) | 1 | Full Conversion | INR | [40 empty] | 1927440.79 | 1927440.79 | #VALUE! | 4 | Construction of chamber for 100mm sluice plates | item5 | 10 | Nos
62 | Reinforced Cement Concrete Providing and laying reinforced cement of grade M-20 with 20mm and down grade crushed stone aggregate in all types of structures like foundations, pedestals, pedestal bases, pipe supports, sleepers cable trench including construction joints, bitumen painting on surface in contact with soil, supplying and fixing reinforcing steel, shuttering, inserts, finishes etc. at all depths and heights complete as per drawings, specifications and direction of the Engineer-in-charge. Rate to include cost of all labour, tools, tackles, equipment, hire charges, supply of all materials such as minimum 43 grade cement including sulphate resistant cement for sub-structures, R/F steel dia 12mm, Inserts, bolts, conduits, bitumen, other minor construction materials, shuttering, stanging, earthwork in excavation and backfilling using serviceable earth in all conditions, shorting bailing and pumping out water, testing of concrete, curing etc. with all bye works and sundry works. | item62 | [52 empty] | 1.02 | Construction of chamber for 100mm sluice plates | item2 | 213 | Nos
63 | 1.9 d:Reinforced Cement Concrete | item63 | 360 | M3 | 7529.7 |  |  | Excess(+) | 1 | Full Conversion | INR | [40 empty] | 3198616.56 | 3198616.56 | #VALUE! | 2 | Construction of chamber for 100mm sluices valve | item3 | 10 | Nos
64 | 1.10)Shifting & installation of DPRS/IPRS/MRS/SRM/DCS etc. Receiving and taking over, handling, loading, transportation and unloading of Owner's supplied MRS/DRS up to 10 T from Owner's designated stack-yard to Contractor's stock yard/workshop/work-site including preliminary activities. This SOR also covers the installation of MRS/DRS on site, including the supplied of all required material and tools which is required to installed the MRS/DRS(Like: Fixing of Unit, Earthling etc.). Providing, Earthing of IPRS and DPRS - Testing and certification of earthing stations including providing and laying 300 x 300 x 3 mm GI plate as a electrode To form earth electrode with inspection chamber, 300 x300 mm Chamber with earth link cover, painting and identification etc.(Scope including excavation by manual/Machines /Boaring, Charcoal, salt, or Bentonie slurry, BFC, construction of chamber etc as per drawing) to complete the job in all respect as per satisfaction of EIC) The contractor shall pay LUMSUM charges for shifting of MRS, DRS up to 10 Ton Capacity which includes loading, unloading by cranes, manpower, tools and tackles, ropes , vehicle required for shifting of MRS/DRS , managing transit issues etc. in a safe manner. Damage of assets will recover from contractors. Shifting activities will perform as directed by AIC/EIC with proper documentation & written mail communications. | item64 | [52 empty] | 3 | Supplying, Conveying and fixing spls. Including ea | item4 | 10 | Nos
65 | 1.10 a:Shifting of DPRS/IPRS/MRS/SRM/DCS | item65 | 200 | Nos | 8747.72 |  |  | Excess(+) | 1 | Full Conversion | INR | [40 empty] | 2064461.92 | 2064461.92 | #VALUE! | 1.01 | Supplying, Conveying and fixing spls. Including eart | item1 | 123.223 | Nos
66 | 1.10 b:Installation of DPRS/IPRS/MRS/SRM/DCS | item66 | 200 | Nos | 8648.87 |  |  | Excess(+) | 1 | Full Conversion | INR | [40 empty] | 2041133.32 | 2041133.32 | #VALUE! | 1.02 | Construction of chamber for 100mm sluice plates | item2 | 213 | Nos
67 | 1.11) Restoration of trenches Restoration of the roads, pavements, channels, footpaths, tiles etc. (in case of inter locking tiles/paver blocks, farshi etc it is contractor's responsibility to remove it safely and carefully to restore after pipe laying, testing and compaction) to original condition including supply of the approved quality material required, as per local authorities norms and MNGL specification, obtaining NOC from concerned local authorities/ land owners/ third party inspection agencies designated by MNGL and to the satisfaction of Engineer-in-charge. | item67 | [52 empty] | 3 | Supplying, Conveying and fixing spls. Including ea | item4 | 10 | Nos
68 | Restoration of trenches for Ashphalted/Bituminous Roads: Restoration to original condition of dismantaled surface like Asphalted/Bituminous Road, Concrete pavement, Agra/Kota Stones /Tiles (Chequered / Interlocking etc.), Dry Brick Pavement, as per the technical specifications attached in the tender after laying of pipeline in built-up surface, as per directions of EIC / Site Incharge. Scope includes supply of the approved quality of material , testing of material by third party agencies as per technical specification / PMC / PCMC / PWD / National Highways / JNNURM / Military Engineering Services / Gram Panchayat / Railways or any other government / private authority standards, Submission of restoration reports, obtaining no objection certificate from the concern authorities / land owners / third party inspection agencies designated by land owning agencies and owner. | item68 | [52 empty] | 4 | Construction of chamber for 100mm sluice plates | item5 | 10 | Nos
69 | This SOR also covers any repair/rework which needs to be done till closure of Service order/till DLP is completed. | item69 | [52 empty] | 1.02 | Construction of chamber for 100mm sluice plates | item2 | 213 | Nos
70 | 1.11 a:Restoration of trenches for Ashphalted/Bituminous roads | item70 | 2500 | Mtr | 834.52 |  |  | Excess(+) | 1 | Full Conversion | INR | [40 empty] | 2461834 | 2461834 | #VALUE! | 2 | Construction of chamber for 100mm sluices valve | item3 | 10 | Nos
71 | Cement Concrete Surface: Top Surface- PCC 1:2:4, Min as original thickness compacted with plate vibrator shall be laid over base course.Base course- PCC 1:5:10, min 75mm thick laid over compacted backfilled earth. | item71 | [52 empty] | 1.01 | Supplying, Conveying and fixing spls. Including eart | item1 | 123.223 | Nos
72 | Chequered Cement concrete Tiles/Pre-cast CC Tiles/Kota stone floor/red stone floor. Inter locking CC/paver black:Top Surface- Tiles/floor (as per original surface) shall be laid over cement Sand Mortar 1:6,min 20mm thick over base course.Base course- PCC 1:5:10, min 75mm thick laid over compacted backfilled earth. | item72 | [52 empty] | 4 | Construction of chamber for 100mm sluice plates | item5 | 10 | Nos
73 | This SOR also covers any repair/rework which needs to be done till closure of Service order/till DLP is completed. | item73 | [52 empty] | 1.01 | Supplying, Conveying and fixing spls. Including eart | item1 | 123.223 | Nos
74 | 1.11 b: Restoration of trenches for Concrete/existing Tiles/existing Paver Blocks/existing Farshi | item74 | 120000 | Mtr | 340.76 |  |  | Excess(+) | 1 | Full Conversion | INR | [40 empty] | 48251616 | 48251616 | #VALUE! | 1.02 | Construction of chamber for 100mm sluice plates | item2 | 213 | Nos
75 | 1.11 c: Restoration of trenches for new Tiles/new Paver Blocks/new Farshi | item75 | 80000 | Mtr | 408.92 |  |  | Excess(+) | 1 | Full Conversion | INR | [40 empty] | 38602048 | 38602048 | #VALUE! | 3 | Supplying, Conveying and fixing spls. Including ea | item4 | 10 | Nos
76 | 1.12)Groove cutting: Groove cutting in RCC/CC/PCC etc. with supply of all type of tools, material, manpower, helper etc as required and bitumen filling (if required) in the gap after the trench restoration as per specifications and cleaning the area complete to the satisfaction of EIC. In this SOR, One (1) running mtr means cutting of both side of the trench or Per running trench length. | item76 | 25000 | Mtr | 51.06 |  |  | Excess(+) | 1 | Full Conversion | INR | [40 empty] | 1506270 | 1506270 | #VALUE! | 1.02 | Construction of chamber for 100mm sluice plates | item2 | 213 | Nos
77 | 1.13)Structural work (Like-Fencing of DPRS/IPRS etc) : Supply of all materials, fabrication and erection of chain link fencing (inclusive the gate, same as chainlink fencing) 2.1m high with mesh up to 2m height and barbed wire fenching complete in all respects including painting as per TS on all MS items, all works as per specification and tender drawing, complete to the satisfaction of EIC. | item77 | 20 | Mtr | 5034.05 |  |  | Excess(+) | 1 | Full Conversion | INR | [40 empty] | 118803.58 | 118803.58 | #VALUE! | 3 | Supplying, Conveying and fixing spls. Including ea | item4 | 10 | Nos
78 | 1.14)Service Regulator | item78 | [52 empty] | 3 | Supplying, Conveying and fixing spls. Including ea | item4 | 10 | Nos
79 | Service Regulator: Excluding the Supply of SR but including the supply of approved quality of sand, brick, cement, paint etc for preparation of foundation & installing of service regulator firmly on foundation as per drawing enclosed & as per specifications and cleaning the area. Complete the job as per the instruction and satisfaction of EIC. | item79 | [52 empty] | 1.01 | Supplying, Conveying and fixing spls. Including eart | item1 | 123.223 | Nos
80 | 1.14 a:Service regulator 25 & 50 SCMH(4 bar to 100 mBar) | item80 | 500 | No | 1204.71 |  |  | Excess(+) | 1 | Full Conversion | INR | [40 empty] | 710778.9 | 710778.9 | #VALUE! | 3 | Supplying, Conveying and fixing spls. Including ea | item4 | 10 | Nos
81 | 1.14 b:Service regulator 100 & 200 SCMH(4 bar to 100 mBar) | item81 | 188 | No | 2289.6 |  |  | Excess(+) | 1 | Full Conversion | INR | [40 empty] | 507924.86 | 507924.86 | #VALUE! | 4 | Construction of chamber for 100mm sluice plates | item5 | 10 | Nos
82 | 1.15) Deployment of Safety Barricades | item82 | 169650 | Meter | 21.45 |  |  | Excess(+) | 1 | Full Conversion | INR | [40 empty] | 4294011.15 | 4294011.15 | #VALUE! | 1.02 | Construction of chamber for 100mm sluice plates | item2 | 213 | Nos
83 | Deployment of Safety Barricades Contractor shall deploy the Safety barricades on the sites where Medium Pressure (MP) Pipeline (out site the society) works going on the main roads of any Govt./Pvt authority. In this SOR payment shall be made on the running meter basis. Quantity shall be varified according to SOR item no. 1. Deployed barricades shall be as per approved drawing by EIC. For claim Contractor has to submit the colored photographs with location identification/landmark with back filling report and contractor shall ensure the maximum 1m gap between two safety barricades which shall be covered by caution tape at least minimum three points/location. If fails contractor shall not be eligible for payment. | item83 | [52 empty] | 2 | Construction of chamber for 100mm sluices valve | item3 | 10 | Nos
84 | 1.16) LMC(Last Mile connectivity) for commercial connection in gasified area | item84 | 500 | No | 9608.37 |  |  | Excess(+) | 1 | Full Conversion | INR | [40 empty] | 5668938.3 | 5668938.3 | #VALUE! | 1.01 | Supplying, Conveying and fixing spls. Including eart | item1 | 123.223 | Nos
85 | Start to End MDPE & GI connectivity till commissioning and submission of JMR | item85 | [52 empty] | 1.02 | Construction of chamber for 100mm sluice plates | item2 | 213 | Nos
86 | 1.17) Liasioning LS rate for commercial connection upto 100 Mtr in gasified area | item86 | 500 | No | 7161.52 |  |  | Excess(+) | 1 | Full Conversion | INR | [40 empty] | 4225296.8 | 4225296.8 | #VALUE! | 4 | Construction of chamber for 100mm sluice plates | item5 | 10 | Nos
87 | The contractor shall pay the lumsum liasioning charges for executions of commercial connection having MDPE laying of less than Or up to 100 meters. Liasioning rate will get to contractors only after successful laying, testing/commissioning shown by the contractor to respective AIC. Lumpsum Liasioning will pay for, follow-up , day to day site co-ordination for permission/issues with all concerned authorities and boards viz PMC, PCMC, MIDC, PWD, RAILWAYS , NH, DEFENCE, LOCAL MUNICIPAL, PANCHAYAT, ELECTRICITY, REC, RES, SEWAGE WATER, DRINKING WATER, FOREST,OWNERS OF OFC,TRAFFIC,PRIVATE LAND OWNER, FIRE BRIGADE , LAW & ORDER,SHOP KEEPERS ETC. | item87 | [52 empty] | 1.01 | Supplying, Conveying and fixing spls. Including eart | item1 | 123.223 | Nos
88 | 1.18)Lumpsum Liasoning Rate upto 100 Mtrs for execution of Industrial Connections | item88 | 200 | No | 11458.43 |  |  | Excess(+) | 1 | Full Conversion | INR | [40 empty] | 2704189.48 | 2704189.48 | #VALUE! | 1.02 | Construction of chamber for 100mm sluice plates | item2 | 213 | Nos
89 | The contractor shall pay the lumsum liasioning charges for executions of industrial projects having MDPE laying of less than Or up to 100 meters. Liasioning rate will get to contractors only after successful laying, testing/commissioning shown by the contractor to respective AIC. Lumsum Liasioning will pay for, follow-up , day to day site co-ordination for permission/issues with all concerned authorities and boards viz PMC, PCMC, MIDC, PWD, RAILWAYS , NH, DEFENCE, LOCAL MUNICIPAL, PANCHAYAT, ELECTRICITY, REC, RES, SEWAGE WATER, DRINKING WATER, FOREST,OWNERS OF OFC,TRAFFIC,PRIVATE LAND OWNER, FIRE BRIGADE , LAW & ORDER,SHOP KEEPERS ETC. | item89 | [52 empty] | 1.01 | Supplying, Conveying and fixing spls. Including eart | item1 | 123.223 | Nos
90 | 1.19) Last Mile Connectivity for Industrial Customer where MRS installation has been done 1) Start to End MDPE Connectivity. 2) MRS Foundation White washing/Painting | item90 | 10 | No | 11458.43 |  |  | Excess(+) | 1 | Full Conversion | INR | [40 empty] | 135209.47 | 135209.47 | #VALUE! | 3 | Supplying, Conveying and fixing spls. Including ea | item4 | 10 | Nos
91 | 1) The contractor shall pay last mile connectivity (LMC) charges only after successful testing, commissioning of MDPE network, commissioning of MRS, installation of root /plate markers, completion of allied activities & submission of the related documents to AIC/EIC. 2) The contractor shall paint (double coat) the MRS foundation by Oil Paint / exterior paint as directed by AIC/EIC | item91 | [52 empty] | 3 | Supplying, Conveying and fixing spls. Including ea | item4 | 10 | Nos
92 | 1.20) Last Mile Connectivity for Industrial Customer where Non-domestic meter installation is done 1) Start to End MDPE Connectivity. 2) Foundation White washing/Painting | item92 | 10 | No | 7161.52 |  |  | Excess(+) | 1 | Full Conversion | INR | [40 empty] | 84505.94 | 84505.94 | #VALUE! | 1.01 | Supplying, Conveying and fixing spls. Including eart | item1 | 123.223 | Nos
93 | 1) The contractor shall pay last mile connectivity (LMC) charges only after successful testing, commissioning of MDPE network, commissioning of Non-Domestic Meters, installation of root /plate markers, completion of allied activities & submission of the related documents to AIC/EIC. 2) The contractor shall paint (double coat) Non-Domestic Meters foundation/wall, supports by Oil Paint / exterior paint as directed by AIC/EIC. | item93 | [52 empty] | 3 | Supplying, Conveying and fixing spls. Including ea | item4 | 10 | Nos
94 | 1.21) Painting of Old Entire MRS (Includes Internal Piping , Body etc) - Spray Painting | item94 | [52 empty] | 1.02 | Construction of chamber for 100mm sluice plates | item2 | 213 | Nos
95 | 1.21 a:Upto 500 SCMH | item95 | 10 | No | 4557.33 |  |  | Excess(+) | 1 | Full Conversion | INR | [40 empty] | 53776.49 | 53776.49 | #VALUE! | 1.02 | Construction of chamber for 100mm sluice plates | item2 | 213 | Nos
96 | 1.21 b:Above 500 SCMH | item96 | 10 | No | 7291.73 |  |  | Excess(+) | 1 | Full Conversion | INR | [40 empty] | 86042.41 | 86042.41 | #VALUE! | 1 | Construction of chamber for 100mm sluices valve | item1 | 10 | 1 Nos
97 | As per the directives of AIC/EIC, Old MRS will be painted by spray painting machine which includers cleaning of MRS, Paint, Thinner, Spray Painting machine, gun, labour, supervisors & allied materials. Colour codes will inform by AIC/EIC. Painting includes complete MRS body (internally & externally), internal piping’s, supports etc. painting with double coat oil paint recommended by AIC/EIC. Also, contractor has to change the MRS glass/fibre sheet along with packing, minor repairs of body as directed by AIC/EIC. Rubber packing to pipeline, insulation to U-clamps etc. | item97 | [52 empty] | 1.01 | Supplying, Conveying and fixing spls. Including eart | item1 | 123.223 | Nos
98 | 1.22) Painting of Old Entire MRS (Includes Internal Piping , Body etc) - Manual Painting (Brush,Roller etc) | item98 | [52 empty] | 1.02 | Construction of chamber for 100mm sluice plates | item2 | 213 | Nos
99 | 1.22 a: Upto 500 SCMH | item99 | 10 | No | 2734.4 |  |  | Excess(+) | 1 | Full Conversion | INR | [40 empty] | 32265.92 | 32265.92 | #VALUE! | 2 | Construction of chamber for 100mm sluices valve | item3 | 10 | Nos
100 | 1.22 b: Above 500 SMH | item100 | 10 | No | 4557.33 |  |  | Excess(+) | 1 | Full Conversion | INR | [40 empty] | 53776.49 | 53776.49 | #VALUE! | 1.02 | Construction of chamber for 100mm sluice plates | item2 | 213 | Nos
101 | As per the directives of AIC/EIC, Old MRS will be painted by manual painting (brush, Roller etc) which includers cleaning of MRS, Paint, Thinner, labour, supervisors & allied materials. Colour codes will inform by AIC/EIC. Painting includes complete MRS body (internally & externally), internal piping’s, supports etc. painting with double coat oil paint recommended by AIC/EIC. Also, contractor has to change the MRS glass/fibre sheet along with packing, minor repairs of body as directed by AIC/EIC. Rubber packing to pipeline, insulation to U-clamps etc. | item101 | [52 empty] | 1.01 | Supplying, Conveying and fixing spls. Including eart | item1 | 123.223 | Nos
102 | 1.23 a: HDD Laying(Dia.63,Dia.90 and Dia.125)in Soft soil surface | item102 | 5625 | Mtr | 1960.35 |  |  | Excess(+) | 1 | Full Conversion | INR | [40 empty] | 13011823.13 | 13011823.13 | #VALUE!
103 | MDPE Pipe laying in soft soil/murum,using HDD Technicque- Scope of works includes- i) All the fittings in the scope of vendor ii)All types of required survey i.e.Utility survey,GPR Survey,Route Survey & any other survey as required iii) Arrangement of water iv) Excavation for entry & exit pit& acces forpalcement of HDD Machine v) Bentonite & polymer mixing & disposal of used material i.e.water,debris & other material from site. vi) HDD Machine transportation. vii) Liasioning,Laying,Testing with all joints,commissioning of the entire laid pipeline. viii) Submission of all documents,TC, as built drawings.Any other activity which needs to be done for completion of pipeline laying works. ix) Rectification of damaged utilities on immediate basis. | item103 | [52 empty] | 1.02 | Construction of chamber for 100mm sluice plates | item2 | 213 | Nos
104 | 1.23 b:HDD Laying(Dia.63,Dia.90 and Dia.125)in Hard soil surface | item104 | 5625 | Mtr | 7701.98 |  |  | Excess(+) | 1 | Full Conversion | INR | [40 empty] | 51121892.25 | 51121892.25 | #VALUE! | 3 | Supplying, Conveying and fixing spls. Including ea | item4 | 10 | Nos
105 | MDPE Pipe laying in Hard soil,using HDD Technicque- Scope of works includes- i) All the fittings in the scope of vendor ii)All types of required survey i.e.Utility survey,GPR Survey,Route Survey & any other survey as required iii) Arrangement of water iv) Excavation for entry & exit pit& acces forpalcement of HDD Machine v) Bentonite & polymer mixing & disposal of used material i.e.water,debris & other material from site. vi) HDD Machine transportation. vii) Liasioning,Laying,Testing with all joints,commissioning of the entire laid pipeline. viii) Submission of all documents,TC, as built drawings.Any other activity which needs to be done for completion of pipeline laying works. ix) Rectification of damaged utilities on immediate basis. | item105 | [52 empty] | 1.01 | Supplying, Conveying and fixing spls. Including eart | item1 | 123.223 | Nos
106 | 2.1) Installation of GI threaded Service Pipe Excluding supply of all GI pipes, Isolation and appliance valves (as free issue items) but, Including supply of all GI fittings like Elbows, Tees, unions, sockets, reducers, GI plugs etc. as required to complete the job. (Particular job specification.) | item106 | [52 empty] | 4 | Construction of chamber for 100mm sluice plates | item5 | 10 | Nos
107 | "Receiving and taking-over" as defined in the specification, handling, loading, transportation and unloading of Owner supplied GI pipes of all sizes, Isolation and appliance valves (as free issue items) from Owner's designated place(s) of issue to Contractor's own stock-yard(s)/ Work Shop(s)/ work-site(s) including proper storing, stacking, identification, providing security & insurance cover , including supply of GI fittings/accessories of all sizes & thickness like Elbows, Tees, unions, sockets, reducers, GI plugs etc., installation of GI line (alongwith installation of required accessories as mentioned above) of following sizes, including fabrication with supply of all materials (except Owner supplied materials), | item107 | [52 empty] | 1.01 | Supplying, Conveying and fixing spls. Including eart | item1 | 123.223 | Nos
108 | consumables, labour and other incidental works and handing over the same after return of the surplus pipes to the Owner's designated store; carrying out all temporary, ancillary, auxiliary works required to make the GI line ready for commissioning as per drawings, specifications, scope of work indicated in PJS and other provisions of Contract document and instructions of Engineer-in-charge, including but not limited to carrying out the following works: | item108 | [52 empty] | 1.02 | Construction of chamber for 100mm sluice plates | item2 | 213 | Nos
109 | Preparation and approval of schedules, execution procedures, sketches. Finalisation of optimum route with consent of customer, from transition fitting to cooking oven/ appliance. Making temporary but stable platforms/ scaffolding/ rope ladders and all other safety devices. Installation of GI Pipes & Fittings, Valves etc. including NPT threading, painting as specified (installation of meters & regulators forms a separate SOR item). Supply & Fixing of approved clamps, Dowell Plugs with screws, grout material, suitable thread sealant i.e. Teflon Tape/ lock tight, drilling of holes through tiles/ wood/ marble/ Granite etc. jointing of PE to above Ground service GI pipes, testing, purging with Nitrogen and commissioning of the complete installation as per specification. | item109 | [52 empty] | 2 | Construction of chamber for 100mm sluices valve | item3 | 10 | Nos
110 | Painting of pipe & fittings after proper surface finish by one coat of approved primer paint and two coats of approved synthetic enamel paint complete as per specification & direction of EIC. Restoring the wall surface to original condition. All above activities to be carried out as per specification to the complete satisfaction of consumer & as desired by Engineer-in-charge. | item110 | [52 empty] | 1.01 | Supplying, Conveying and fixing spls. Including eart | item1 | 123.223 | Nos
111 | Handing over the completed works to MNGL for their operation/ use, returning of all free issue surplus material to MNGL stores, reconciliation of free issue material area wise and obtaining "no objection certificate" from MNGL/ Consultant. | item111 | [52 empty] | 1.02 | Construction of chamber for 100mm sluice plates | item2 | 213 | Nos
112 | Any other activity(such as drilling holes of all size & glass cutting, installation of regulator"4bar-21mbar" in the riser and two MCV in lateral for each house are included in this rate) not mentioned/ covered, explicitly above, but otherwise required for satisfactory completion/ safety/ statutory/ maintenance of works shall also be covered under scope of work and has to be completed by contractor within specified schedule.Liasioning and Follow-up for permission with all the concerned customer, society member etc. is the scope Contractor. | item112 | [52 empty] | 3 | Supplying, Conveying and fixing spls. Including ea | item4 | 10 | Nos
113 | 2.1 a:Laying of ½” GI pipe- All floors | item113 | 387500 | Mtr | 239.7 |  |  | Excess(+) | 1 | Full Conversion | INR | [40 empty] | 109602825 | 109602825 | #VALUE! | 4 | Construction of chamber for 100mm sluice plates | item5 | 10 | Nos
114 | 2.1 b:Laying of ¾” GI pipe- All floors | item114 | 38750 | Mtr | 251.32 |  |  | Excess(+) | 1 | Full Conversion | INR | [40 empty] | 11491607 | 11491607 | #VALUE! | 1.02 | Construction of chamber for 100mm sluice plates | item2 | 213 | Nos
115 | 2.1 c:Laying of 1” GI pipe- All floors | item115 | 38750 | Mtr | 301.69 |  |  | Excess(+) | 1 | Full Conversion | INR | [40 empty] | 13794775.25 | 13794775.25 | #VALUE! | 2 | Construction of chamber for 100mm sluices valve | item3 | 10 | Nos
116 | 2.20) Installation of GI welded Pipe | item116 | [52 empty] | 3 | Supplying, Conveying and fixing spls. Including ea | item4 | 10 | Nos
117 | 2.20) Installation of GI welded Pipe Excluding supply of all GI pipes, Isolation and appliance valves (as free issue items) but, Including supply of all forged fittings like Elbows, Tees, unions, sockets, reducers, GI plugs etc. as required to complete the job. (Particular job specification.) | item117 | [52 empty] | 1.01 | Supplying, Conveying and fixing spls. Including eart | item1 | 123.223 | Nos
118 | "Receiving and taking-over" as defined in the specification, handling, loading, transportation and unloading of Owner supplied GI pipes of all sizes, Isolation and appliance valves (as free issue items) from Owner's designated place(s) of issue to Contractor's own stock-yard(s)/ Work Shop(s)/ work-site(s) including proper storing, stacking, identification, providing security & insurance cover, including supply of forged fittings/accessories of all sizes & thickness like Elbows, Tees, unions, sockets, reducers, GI plugs etc., installation of GI line (alongwith installation of required accessories as mentioned above) of following sizes, including fabrication with supply of all materials (except Owner supplied materials), | item118 | [52 empty] | 3 | Supplying, Conveying and fixing spls. Including ea | item4 | 10 | Nos
119 | consumables, labour and other incidental works and handing over the same after return of the surplus pipes to the Owner's designated store; carrying out all temporary, ancillary, auxiliary works required to make the GI line ready for commissioning as per drawings, specifications, scope of work indicated in PJS and other provisions of Contract document and instructions of Engineer-in-charge, including but not limited to carrying out the following works: | item119 | [52 empty] | 4 | Construction of chamber for 100mm sluice plates | item5 | 10 | Nos
120 | Preparation and approval of schedules, execution procedures, sketches. Finalisation of optimum route with consent of customer, from transition fitting to cooking oven/ appliance. Making temporary but stable platforms/ scaffolding/ rope ladders and all other safety devices. Installation of GI Pipes & forged Fittings, Valves etc. including NPT threading, painting as specified (installation of meters & regulators forms a separate SOR item). Supply & Fixing of approved clamps, Dowell Plugs with screws, grout material, suitable thread sealant i.e. Teflon Tape/ lock tight, drilling of holes through tiles/ wood/ marble/ Granite/glass etc. jointing of PE to above Ground service GI pipes, testing, purging with Nitrogen and commissioning of the complete installation as per specification. | item120 | [52 empty] | 1.02 | Construction of chamber for 100mm sluice plates | item2 | 213 | Nos
121 | Painting of pipe & fittings after proper surface finish by one coat of approved primer paint and two coats of approved synthetic enamel paint complete as per specification & direction of EIC. Restoring the wall surface to original condition. All above activities to be carried out as per specification to the complete satisfaction of consumer & as desired by Engineer-in-charge. | item121 | [52 empty] | 1.02 | Construction of chamber for 100mm sluice plates | item2 | 213 | Nos
122 | Handing over the completed works to MNGL for their operation/ use, returning of all free issue surplus material to MNGL stores, reconciliation of free issue material area wise and obtaining "no objection certificate" from MNGL/ Consultant. | item122 | [52 empty] | 3 | Supplying, Conveying and fixing spls. Including ea | item4 | 10 | Nos
123 | Any other activity(like drilling holes of all size, glass cutting etc and installation of regulator "4bar-21mbar" in the riser and two MCV in lateral for each house are included in this rate) not mentioned/ covered, explicitly above, but otherwise required for satisfactory completion/ safety/ statutory/ maintenance of works shall also be covered under scope of work and has to be completed by contractor within specified schedule.Liasioning and Follow-up for permission with all the concerned customer, society member etc. is the scope of Contractor. | item123 | [52 empty] | 1.01 | Supplying, Conveying and fixing spls. Including eart | item1 | 123.223 | Nos
124 | 2.2 a: Laying of ½” GI pipe- All floors | item124 | 187500 | Meter | 289.66 |  |  | Excess(+) | 1 | Full Conversion | INR | [40 empty] | 64087275 | 64087275 | #VALUE! | 1.02 | Construction of chamber for 100mm sluice plates | item2 | 213 | Nos
125 | 2.2 b: Laying of ¾” GI pipe- All floors | item125 | 18750 | Meter | 347.61 |  |  | Excess(+) | 1 | Full Conversion | INR | [40 empty] | 7690871.25 | 7690871.25 | #VALUE! | 3 | Supplying, Conveying and fixing spls. Including ea | item4 | 10 | Nos
126 | 2.2 c: Laying of 1” GI pipe- All floors | item126 | 75000 | Meter | 407.71 |  |  | Excess(+) | 1 | Full Conversion | INR | [40 empty] | 36082335 | 36082335 | #VALUE! | 4 | Construction of chamber for 100mm sluice plates | item5 | 10 | Nos
127 | 2.2 d: Laying of 1.5" & 2" GI pipe- All floors | item127 | 9375 | Meter | 671.57 |  |  | Excess(+) | 1 | Full Conversion | INR | [40 empty] | 7429243.13 | 7429243.13 | #VALUE! | 1.02 | Construction of chamber for 100mm sluice plates | item2 | 213 | Nos
128 | 2.3 a: Installation of domestic meter, regulator, Cu-GI Pipe and conversion of appliance | item128 | 100000 | No | 1615.14 |  |  | Excess(+) | 1 | Full Conversion | INR | [40 empty] | 190586520 | 190586520 | #VALUE! | 1.02 | Construction of chamber for 100mm sluice plates | item2 | 213 | Nos
129 | Installation of domestic meter, regulator, Cu Pipe and conversion of appliance: "Receiving and taking-over" as defined in the specification, handling, loading, transportation and unloading of Owner supplied Copper pipes & supply of necessary copper fittings (like elbow, coupler, tee etc) required for installation of copper tubing as per Technical Specification and satisfaction of EIC. The copper fittings shall be procured from vendors who have supplied these items for similar application earlier and with prior approved of Client / Consultant. | item129 | [52 empty] | 3 | Supplying, Conveying and fixing spls. Including ea | item4 | 10 | Nos
130 | Copper service pipe shall be installed (rate of drilling holes/glass cutting of all size are included in the rate) from the downstream of meter upto the isolation valve before the customers' appliance as per MNGL's Drawing to the satisfaction of EIC. The Contractor to provide all equipment, tools and material necessary to execute the work in an efficient manner by cutting, cleaning, flux application, soldering and lacquering. The work includes supply of all tools, tackles and consumables including clamps for fixing the tubes. | item130 | [52 empty] | 1.01 | Supplying, Conveying and fixing spls. Including eart | item1 | 123.223 | Nos
131 | 12.0 mm OD x 0.6 mm wall thickness, | item131 | [52 empty] | 1.02 | Construction of chamber for 100mm sluice plates | item2 | 213 | Nos
132 | Installation of Domestic Meter: Installation & Fixing of meters with associated inlet and outlet connections/ fittings, valves approved meter brackets and other supports by proper scaffolding/ grouting, Restoring the area to original condition as per specification. | item132 | [52 empty] | 3 | Supplying, Conveying and fixing spls. Including ea | item4 | 10 | Nos
133 | Installation of domestic Regulator : Installation & Fixing of Domestic regulator with associated inlet and outlet connections/ fittings, purging valves approved regulator brackets and other supports by proper scaffolding/ grouting, Restoring the area to original condition as per specification. | item133 | [52 empty] | 4 | Construction of chamber for 100mm sluice plates | item5 | 10 | Nos
134 | Conversion of all types of LPG kitchen appliances to NG based appliances. Supply & changing of nozzles/ jets/grill/oven and associated controls for domestic & imported appliances with proper tools & tackles. Supply and installation of Steel Braided Hose (Suraksha make or Equivalent with ISI mark) between Appliance Valve and the Appliance, wherever required as per the instructions of the Engineer-In-Charge. | item134 | [52 empty] | 1.01 | Supplying, Conveying and fixing spls. Including eart | item1 | 123.223 | Nos
135 | Cleaning and performing minor maintenance, greasing etc. of domestic appliance, testing/ showing performance to the customer ,signing of joint meter records (JMR) & uploded in system and instructing customer on use & safety norms, complete as per specifications & to satisfaction of customer/Engineer-in-charge | item135 | [52 empty] | 1.02 | Construction of chamber for 100mm sluice plates | item2 | 213 | Nos
136 | 2.3 b:Conversion(Testing of already installed meter cu and conversion) | item136 | 10000 | Nos | 267.67 |  |  | Excess(+) | 1 | Full Conversion | INR | [40 empty] | 3158506 | 3158506 | #VALUE! | 2 | Construction of chamber for 100mm sluices valve | item3 | 10 | Nos
137 | This SOR includes testing of already installed meter and conversion with rubber tube. | item137 | [52 empty] | 3 | Supplying, Conveying and fixing spls. Including ea | item4 | 10 | Nos
138 | Conversion of all types of LPG kitchen appliances to NG based appliances. Supply & changing of nozzles/ jets/grill/oven and associated controls for domestic & imported appliances with proper tools & tackles. Supply and installation of Steel Braided Hose (Suraksha make or Equivalent with ISI mark) between Appliance Valve and the Appliance, wherever required as per the instructions of the Engineer-In-Charge. | item138 | [52 empty] | 1.01 | Supplying, Conveying and fixing spls. Including eart | item1 | 123.223 | Nos
139 | Cleaning and performing minor maintenance, greasing etc. of domestic appliance, testing/ showing performance to the customer ,signing of joint meter records (JMR) & uploded in system and instructing customer on use & safety norms, complete as per specifications & to satisfaction of customer/Engineer-in-charge | item139 | [52 empty] | 1.02 | Construction of chamber for 100mm sluice plates | item2 | 213 | Nos
140 | 2.4) Installation of non domestic Meter | item140 | 1000 | Nos | 2612.71 |  |  | Excess(+) | 1 | Full Conversion | INR | [40 empty] | 3082997.8 | 3082997.8 | #VALUE! | 3 | Supplying, Conveying and fixing spls. Including ea | item4 | 10 | Nos
141 | Installation of non domestic Meter: Installation & Fixing of meters with associated inlet and outlet connections/ fittings, valves approved meter brackets and other supports by proper scaffolding/ grouting, Restoring the area to original condition as per specification. | item141 | [52 empty] | 1.02 | Construction of chamber for 100mm sluice plates | item2 | 213 | Nos
142 | 2.5) Installation of non domestic Regulator | item142 | 1000 | Nos | 948.37 |  |  | Excess(+) | 1 | Full Conversion | INR | [40 empty] | 1119076.6 | 1119076.6 | #VALUE! | 3 | Supplying, Conveying and fixing spls. Including ea | item4 | 10 | Nos
143 | Installation of non domestic Regulator : Installation & Fixing of Service/Commercial/Domestic regulator with associated inlet and outlet connections/ fittings, purging valves approved regulator brackets and other supports by proper scaffolding/ grouting, Restoring the area to original condition as per specification. | item143 | [52 empty] | 1.01 | Supplying, Conveying and fixing spls. Including eart | item1 | 123.223 | Nos
144 | 2.6) Testing, commissioning and painting of already laid GI pipe (Threaded and welded) Natural gas pipeline upto 2 " without supply of fitting. | item144 | [52 empty] | 1.02 | Construction of chamber for 100mm sluice plates | item2 | 213 | Nos
145 | Testing & Commissioning of already laid GI pipe: Excluding supply of all GI pipes, Isolation and appliance valves (as free issue items) but, Including supply of all GI fittings like Elbows, Tees, unions, sockets, reducers, GI plugs etc. as required to complete the job. (Particular job specification.) | item145 | [52 empty] | 3 | Supplying, Conveying and fixing spls. Including ea | item4 | 10 | Nos
146 | Jointing of PE to above Ground service GI pipes, testing, purging with Nitrogen and commissioning of the complete installation as per specification. Painting of fittings after proper surface finish by one coat of approved primer paint and two coats of approved synthetic enamel paint complete as per specification & direction of EIC. Restoring the wall surface to original condition. All above activities to be carried out as per specification to the complete satisfaction of consumer & as desired by Engineer-in-charge. | item146 | [52 empty] | 4 | Construction of chamber for 100mm sluice plates | item5 | 10 | Nos
147 | Painting of already laid GI pipe: Painting of pipe & fittings after proper surface finish by one coat of approved primer paint and two coats of approved synthetic enamel paint complete as per specification & direction of EIC. Restoring the wall surface to original condition. All above activities to be carried out as per specification to the complete satisfaction of consumer & as desired by Engineer-in-charge. | item147 | [52 empty] | 1.02 | Construction of chamber for 100mm sluice plates | item2 | 213 | Nos
148 | 2.6 a: GI Pipe testing,commissioning and painting of all sizes | item148 | 1000 | Mtr | 39.29 |  |  | Excess(+) | 1 | Full Conversion | INR | [40 empty] | 46362.2 | 46362.2 | #VALUE! | 1.02 | Construction of chamber for 100mm sluice plates | item2 | 213 | Nos
149 | 3) GI-Cu rectification work 3.1) Dismantaling & Installation of GI service pipe with supply of all the required fittings (Forged fittings for welded work and GI threaded fittings for GI work) | item149 | [52 empty] | 3 | Supplying, Conveying and fixing spls. Including ea | item4 | 10 | Nos
150 | Dismantling of GI welded/threaded pipe laid by another contractor & installation of new GI welded / threaded pipe,Excluding supply of all GI pipes, Isolation and appliance valves (as free issue items) but, Including supply of all GI / forged fittings like Elbows, Tees, unions, sockets, reducers, GI plugs etc. as required to complete the job. (Particular job specification.) | item150 | [52 empty] | 1.01 | Supplying, Conveying and fixing spls. Including eart | item1 | 123.223 | Nos
151 | "Receiving and taking-over" as defined in the specification, handling, loading, transportation and unloading of Owner supplied GI pipes of all sizes, Isolation and appliance valves (as free issue items) from Owner's designated place(s) of issue to Contractor's own stock-yard(s)/ Work Shop(s)/ work-site(s) including proper storing, stacking, identification, providing security & insurance cover, including supply of GI/forged fittings/accessories of all sizes & thickness like Elbows, Tees, unions, sockets, reducers, GI plugs etc., installation of GI line (alongwith installation of required accessories as mentioned above) of following sizes, including fabrication with supply of all materials (except Owner supplied materials), | item151 | [52 empty] | 1.02 | Construction of chamber for 100mm sluice plates | item2 | 213 | Nos
152 | consumables, labour and other incidental works and handing over the same after return of the surplus pipes to the Owner's designated store; carrying out all temporary, ancillary, auxiliary works required to make the GI line ready for commissioning as per drawings, specifications, scope of work indicated in PJS and other provisions of Contract document and instructions of Engineer-in-charge, including but not limited to carrying out the following works: | item152 | [52 empty] | 3 | Supplying, Conveying and fixing spls. Including ea | item4 | 10 | Nos
153 | Preparation and approval of schedules, execution procedures, sketches. Finalisation of optimum route with consent of customer, from transition fitting to cooking oven/ appliance. Making temporary but stable platforms/ scaffolding/ rope ladders and all other safety devices. Installation of GI Pipes & forged/GI threaded Fittings, Valves etc. including NPT threading, painting as specified (installation of meters & regulators forms a separate SOR item). Supply & Fixing of approved clamps, electrodes for welding of Pipes, Dowell Plugs with screws, grout material, suitable thread sealant i.e. Teflon Tape/ lock tight, drilling of holes through tiles/ wood/ marble/ Granite/glass etc. jointing of PE to above Ground service GI pipes, testing, purging with Nitrogen and commissioning of the complete installation as per specification. | item153 | [52 empty] | 1.01 | Supplying, Conveying and fixing spls. Including eart | item1 | 123.223 | Nos
154 | Painting of pipe & fittings after proper surface finish by one coat of approved primer paint and two coats of approved synthetic enamel paint complete as per specification & direction of EIC. Restoring the wall surface to original condition. All above activities to be carried out as per specification to the complete satisfaction of consumer & as desired by Engineer-in-charge. | item154 | [52 empty] | 1.02 | Construction of chamber for 100mm sluice plates | item2 | 213 | Nos
155 | Handing over the completed works to MNGL for their operation/ use, returning of all free issue surplus material to MNGL stores, reconciliation of free issue material area wise and obtaining "no objection certificate" from MNGL/ Consultant. | item155 | [52 empty] | 3 | Supplying, Conveying and fixing spls. Including ea | item4 | 10 | Nos
156 | Any other activity (like drilling holes of all size, glass cutting etc and installation of regulator "4bar-21mbar" in the riser and two MCV in lateral for each house are included in this rate) not mentioned/ covered, explicitly above, but otherwise required for satisfactory completion/ safety/ statutory/ maintenance of works shall also be covered under scope of work and has to be completed by contractor within specified schedule.Liasioning and Follow-up for permission with all the concerned customer, society member etc. is the scope of Contractor. | item156 | [52 empty] | 3 | Supplying, Conveying and fixing spls. Including ea | item4 | 10 | Nos
157 | 3.1: Dismantling & Installation of GI pipe uo to 2" size - All floors | item157 | 1000 | Mtr | 332.91 |  |  | Excess(+) | 1 | Full Conversion | INR | [40 empty] | 392833.8 | 392833.8 | #VALUE! | 1.02 | Construction of chamber for 100mm sluice plates | item2 | 213 | Nos
158 | 3.2) Dismantaling & Installation, Testing and Commissioning of Copper Service Pipes and Domestic Meter, regulator without supply of fittings. | item158 | [52 empty] | 1.02 | Construction of chamber for 100mm sluice plates | item2 | 213 | Nos
159 | Dismantling & Installation of Cu pipe: Dismantling of copper pipe laid by another contractor (or existing) & installation of new copper pipe,"Receiving and taking-over" as defined in the specification, handling, loading, transportation and unloading of Owner supplied Copper pipes & supply of necessary fittings (is under SOR 3.3) required for installation of copper tubing as per Technical Specification and satisfaction of EIC. The copper fittings shall be procured from vendors who have supplied these items for similar application earlier and with prior approved of Client / Consultant. | item159 | [52 empty] | 2 | Construction of chamber for 100mm sluices valve | item3 | 10 | Nos
160 | Copper service pipe shall be installed (rate of drilling holes of all size are included in the rate) from the downstream of meter upto the isolation valve before the customers' appliance as per MNGL's Drawing to the satisfaction of EIC. The Contractor to provide all equipment, tools and material necessary to execute the work in an efficient manner by cutting, cleaning, flux application, soldering and lacquering. The work includes supply of all tools, tackles and consumables including clamps for fixing the tubes. | item160 | [52 empty] | 3 | Supplying, Conveying and fixing spls. Including ea | item4 | 10 | Nos
161 | 12.0 mm OD x 0.6 mm wall thickness, | item161 | [52 empty] | 1.01 | Supplying, Conveying and fixing spls. Including eart | item1 | 123.223 | Nos
162 | 3.2 a: Dismantling & Installation of Cu pipe. | item162 | 500 | Mtr | 307.27 |  |  | Excess(+) | 1 | Full Conversion | INR | [40 empty] | 181289.3 | 181289.3 | #VALUE! | 1.02 | Construction of chamber for 100mm sluice plates | item2 | 213 | Nos
163 | 3.2 b: Dismantling & Installation of Domestic Meter: Dismantling of Domestic Meter installed by another contractor (or existing) & installation of new Domestic Meter: Installation & Fixing of meters with associated inlet and outlet connections/ fittings, valves approved meter brackets and other supports by proper scaffolding/ grouting, Restoring the area to original condition as per specification. | item163 | 100 | No | 77.67 |  |  | Excess(+) | 1 | Full Conversion | INR | [40 empty] | 9165.06 | 9165.06 | #VALUE! | 1.02 | Construction of chamber for 100mm sluice plates | item2 | 213 | Nos
164 | 3.2 c: Dismantling & Installation of Domestic Regulator: Dismantling of Domestic Regulater & installation of new Domestic Regulator : Installation & Fixing of Domestic regulator with associated inlet and outlet connections/ fittings, purging valves approved regulator brackets and other supports by proper scaffolding/ grouting, Restoring the area to original condition as per specification. supply of necessary fittings comes under SOR 3.3 | item164 | 100 | No | 38.84 |  |  | Excess(+) | 1 | Full Conversion | INR | [40 empty] | 4583.12 | 4583.12 | #VALUE! | 2 | Construction of chamber for 100mm sluices valve | item3 | 10 | Nos
165 | 3.3) Supply & installation of fittings and other material etc. This SOR covers covers the supply of the fitting and its installation. Contractor has to supply the required tools, associated material and labour or what ever is required to complete the job or as instructed by EIC. This SOR will operate only for the part-3 "GI-Cu rectification work" of the SOR except SOR item No. 3.1 | item165 | [52 empty] | 3 | Supplying, Conveying and fixing spls. Including ea | item4 | 10 | Nos
166 | 3.3 a: Meter Bracket | item166 | 100 | No | 61.28 |  |  | Excess(+) | 1 | Full Conversion | INR | [40 empty] | 7231.04 | 7231.04 | #VALUE! | 1.01 | Supplying, Conveying and fixing spls. Including eart | item1 | 123.223 | Nos
167 | 3.3 b:PVC sleeve up to 2" (length 12") | item167 | 100 | No | 30.34 |  |  | Excess(+) | 1 | Full Conversion | INR | [40 empty] | 3580.12 | 3580.12 | #VALUE! | 1.02 | Construction of chamber for 100mm sluice plates | item2 | 213 | Nos
168 | 3.3 c:clamping the GI pipe up to 2" | item168 | 100 | No | 30.34 |  |  | Excess(+) | 1 | Full Conversion | INR | [40 empty] | 3580.12 | 3580.12 | #VALUE! | 1.01 | Supplying, Conveying and fixing spls. Including eart | item1 | 123.223 | Nos
169 | 3.3 d:clamping the Cu pipe up to 12mm | item169 | 100 | No | 4.48 |  |  | Excess(+) | 1 | Full Conversion | INR | [40 empty] | 528.64 | 528.64 | #VALUE! | 1.02 | Construction of chamber for 100mm sluice plates | item2 | 213 | Nos
170 | 3.3 e:Brass fitting | item170 | 100 | No | 122.55 |  |  | Excess(+) | 1 | Full Conversion | INR | [40 empty] | 14460.9 | 14460.9 | #VALUE!
171 | 3.3 f :GI threaded fitting 1/2" | item171 | 100 | No | 25.77 |  |  | Excess(+) | 1 | Full Conversion | INR | [40 empty] | 3040.86 | 3040.86 | #VALUE! | 1.02 | Construction of chamber for 100mm sluice plates | item2 | 213 | Nos
172 | 3.3 g:GI threaded fitting 3/4" | item172 | 100 | No | 42.42 |  |  | Excess(+) | 1 | Full Conversion | INR | [40 empty] | 5005.56 | 5005.56 | #VALUE! | 3 | Supplying, Conveying and fixing spls. Including ea | item4 | 10 | Nos
173 | 3.3 h:GI threaded fitting 1" | item173 | 100 | No | 71.07 |  |  | Excess(+) | 1 | Full Conversion | INR | [40 empty] | 8386.26 | 8386.26 | #VALUE! | 1.01 | Supplying, Conveying and fixing spls. Including eart | item1 | 123.223 | Nos
174 | 3.3 i: GI forged fitting 1/2" | item174 | 100 | No | 60.47 |  |  | Excess(+) | 1 | Full Conversion | INR | [40 empty] | 7135.46 | 7135.46 | #VALUE! | 3 | Supplying, Conveying and fixing spls. Including ea | item4 | 10 | Nos
175 | 3.3 j: GI forged fitting 3/4" | item175 | 100 | No | 86.41 |  |  | Excess(+) | 1 | Full Conversion | INR | [40 empty] | 10196.38 | 10196.38 | #VALUE! | 4 | Construction of chamber for 100mm sluice plates | item5 | 10 | Nos
176 | 3.3 k:GI forged fitting 1",1.5" & 2" | item176 | 100 | No | 354.57 |  |  | Excess(+) | 1 | Full Conversion | INR | [40 empty] | 41839.26 | 41839.26 | #VALUE! | 1.01 | Supplying, Conveying and fixing spls. Including eart | item1 | 123.223 | Nos
177 | 3.3 l:Cu fitting up to 12mm | item177 | 100 | No | 36.22 |  |  | Excess(+) | 1 | Full Conversion | INR | [40 empty] | 4273.96 | 4273.96 | #VALUE! | 1.02 | Construction of chamber for 100mm sluice plates | item2 | 213 | Nos
178 | 3.3 m:Transition fitting up to 1" | item178 | 100 | No | 337.01 |  |  | Excess(+) | 1 | Full Conversion | INR | [40 empty] | 39767.18 | 39767.18 | #VALUE! | 2 | Construction of chamber for 100mm sluices valve | item3 | 10 | Nos
179 | 3.4) Additional drilling of Holes of sizes 1/2" to 2" | item179 | [52 empty] | 1.01 | Supplying, Conveying and fixing spls. Including eart | item1 | 123.223 | Nos
180 | 3.4 a: Additional drilling of Holes of sizes 1/2" to 2" as per the requirement and instructions of EIC | item180 | 100 | Nos | 44.12 |  |  | Excess(+) | 1 | Full Conversion | INR | [40 empty] | 5206.16 | 5206.16 | #VALUE! | 1.02 | Construction of chamber for 100mm sluice plates | item2 | 213 | Nos
Total in Figures | [51 empty] | 903992884.99 | 903992884.99 | #VALUE! | 4 | Construction of chamber for 100mm sluice plates | item5 | 10 | Nos
Quoted Rate in Figures |  |  |  | Select | [47 empty] | 0 | 0 | #VALUE!
Quoted Rate in Words |  | #VALUE!
Note on K13: gepadmin: 1. If you choose "Full Conversion" then Column BA (AMOUNT) and Column BB (TAXES) BOTH values will be convert based on selected Currency in (Column L). 2. If you choose "Partial Conversion" then Column BA (AMOUNT) only will be converted based on selected currency (Column L) and Column BB (TAXES) value (INR) will be added to the converted values.
Note on K15: gepadmin: 1. If you choose "Full Conversion" then Column BA (AMOUNT) and Column BB (TAXES) BOTH values will be convert based on selected Currency in (Column L). 2. If you choose "Partial Conversion" then Column BA (AMOUNT) only will be converted based on selected currency (Column L) and Column BB (TAXES) value (INR) will be added to the converted values.
Note on K16: gepadmin: 1. If you choose "Full Conversion" then Column BA (AMOUNT) and Column BB (TAXES) BOTH values will be convert based on selected Currency in (Column L). 2. If you choose "Partial Conversion" then Column BA (AMOUNT) only will be converted based on selected currency (Column L) and Column BB (TAXES) value (INR) will be added to the converted values.
Note on K17: gepadmin: 1. If you choose "Full Conversion" then Column BA (AMOUNT) and Column BB (TAXES) BOTH values will be convert based on selected Currency in (Column L). 2. If you choose "Partial Conversion" then Column BA (AMOUNT) only will be converted based on selected currency (Column L) and Column BB (TAXES) value (INR) will be added to the converted values.
Note on K18: gepadmin: 1. If you choose "Full Conversion" then Column BA (AMOUNT) and Column BB (TAXES) BOTH values will be convert based on selected Currency in (Column L). 2. If you choose "Partial Conversion" then Column BA (AMOUNT) only will be converted based on selected currency (Column L) and Column BB (TAXES) value (INR) will be added to the converted values.
Note on K19: gepadmin: 1. If you choose "Full Conversion" then Column BA (AMOUNT) and Column BB (TAXES) BOTH values will be convert based on selected Currency in (Column L). 2. If you choose "Partial Conversion" then Column BA (AMOUNT) only will be converted based on selected currency (Column L) and Column BB (TAXES) value (INR) will be added to the converted values.
Note on K20: gepadmin: 1. If you choose "Full Conversion" then Column BA (AMOUNT) and Column BB (TAXES) BOTH values will be convert based on selected Currency in (Column L). 2. If you choose "Partial Conversion" then Column BA (AMOUNT) only will be converted based on selected currency (Column L) and Column BB (TAXES) value (INR) will be added to the converted values.
Note on K21: gepadmin: 1. If you choose "Full Conversion" then Column BA (AMOUNT) and Column BB (TAXES) BOTH values will be convert based on selected Currency in (Column L). 2. If you choose "Partial Conversion" then Column BA (AMOUNT) only will be converted based on selected currency (Column L) and Column BB (TAXES) value (INR) will be added to the converted values.
Note on K22: gepadmin: 1. If you choose "Full Conversion" then Column BA (AMOUNT) and Column BB (TAXES) BOTH values will be convert based on selected Currency in (Column L). 2. If you choose "Partial Conversion" then Column BA (AMOUNT) only will be converted based on selected currency (Column L) and Column BB (TAXES) value (INR) will be added to the converted values.
Note on K23: gepadmin: 1. If you choose "Full Conversion" then Column BA (AMOUNT) and Column BB (TAXES) BOTH values will be convert based on selected Currency in (Column L). 2. If you choose "Partial Conversion" then Column BA (AMOUNT) only will be converted based on selected currency (Column L) and Column BB (TAXES) value (INR) will be added to the converted values.
Note on K24: gepadmin: 1. If you choose "Full Conversion" then Column BA (AMOUNT) and Column BB (TAXES) BOTH values will be convert based on selected Currency in (Column L). 2. If you choose "Partial Conversion" then Column BA (AMOUNT) only will be converted based on selected currency (Column L) and Column BB (TAXES) value (INR) will be added to the converted values.
Note on K25: gepadmin: 1. If you choose "Full Conversion" then Column BA (AMOUNT) and Column BB (TAXES) BOTH values will be convert based on selected Currency in (Column L). 2. If you choose "Partial Conversion" then Column BA (AMOUNT) only will be converted based on selected currency (Column L) and Column BB (TAXES) value (INR) will be added to the converted values.
Note on K26: gepadmin: 1. If you choose "Full Conversion" then Column BA (AMOUNT) and Column BB (TAXES) BOTH values will be convert based on selected Currency in (Column L). 2. If you choose "Partial Conversion" then Column BA (AMOUNT) only will be converted based on selected currency (Column L) and Column BB (TAXES) value (INR) will be added to the converted values.
Note on K27: gepadmin: 1. If you choose "Full Conversion" then Column BA (AMOUNT) and Column BB (TAXES) BOTH values will be convert based on selected Currency in (Column L). 2. If you choose "Partial Conversion" then Column BA (AMOUNT) only will be converted based on selected currency (Column L) and Column BB (TAXES) value (INR) will be added to the converted values.
Note on K28: gepadmin: 1. If you choose "Full Conversion" then Column BA (AMOUNT) and Column BB (TAXES) BOTH values will be convert based on selected Currency in (Column L). 2. If you choose "Partial Conversion" then Column BA (AMOUNT) only will be converted based on selected currency (Column L) and Column BB (TAXES) value (INR) will be added to the converted values.
Note on K29: gepadmin: 1. If you choose "Full Conversion" then Column BA (AMOUNT) and Column BB (TAXES) BOTH values will be convert based on selected Currency in (Column L). 2. If you choose "Partial Conversion" then Column BA (AMOUNT) only will be converted based on selected currency (Column L) and Column BB (TAXES) value (INR) will be added to the converted values.
Note on K30: gepadmin: 1. If you choose "Full Conversion" then Column BA (AMOUNT) and Column BB (TAXES) BOTH values will be convert based on selected Currency in (Column L). 2. If you choose "Partial Conversion" then Column BA (AMOUNT) only will be converted based on selected currency (Column L) and Column BB (TAXES) value (INR) will be added to the converted values.
Note on K31: gepadmin: 1. If you choose "Full Conversion" then Column BA (AMOUNT) and Column BB (TAXES) BOTH values will be convert based on selected Currency in (Column L). 2. If you choose "Partial Conversion" then Column BA (AMOUNT) only will be converted based on selected currency (Column L) and Column BB (TAXES) value (INR) will be added to the converted values.
Note on K32: gepadmin: 1. If you choose "Full Conversion" then Column BA (AMOUNT) and Column BB (TAXES) BOTH values will be convert based on selected Currency in (Column L). 2. If you choose "Partial Conversion" then Column BA (AMOUNT) only will be converted based on selected currency (Column L) and Column BB (TAXES) value (INR) will be added to the converted values.
Note on K33: gepadmin: 1. If you choose "Full Conversion" then Column BA (AMOUNT) and Column BB (TAXES) BOTH values will be convert based on selected Currency in (Column L). 2. If you choose "Partial Conversion" then Column BA (AMOUNT) only will be converted based on selected currency (Column L) and Column BB (TAXES) value (INR) will be added to the converted values.
Note on K34: gepadmin: 1. If you choose "Full Conversion" then Column BA (AMOUNT) and Column BB (TAXES) BOTH values will be convert based on selected Currency in (Column L). 2. If you choose "Partial Conversion" then Column BA (AMOUNT) only will be converted based on selected currency (Column L) and Column BB (TAXES) value (INR) will be added to the converted values.
Note on K36: gepadmin: 1. If you choose "Full Conversion" then Column BA (AMOUNT) and Column BB (TAXES) BOTH values will be convert based on selected Currency in (Column L). 2. If you choose "Partial Conversion" then Column BA (AMOUNT) only will be converted based on selected currency (Column L) and Column BB (TAXES) value (INR) will be added to the converted values.
Note on K37: gepadmin: 1. If you choose "Full Conversion" then Column BA (AMOUNT) and Column BB (TAXES) BOTH values will be convert based on selected Currency in (Column L). 2. If you choose "Partial Conversion" then Column BA (AMOUNT) only will be converted based on selected currency (Column L) and Column BB (TAXES) value (INR) will be added to the converted values.
Note on K38: gepadmin: 1. If you choose "Full Conversion" then Column BA (AMOUNT) and Column BB (TAXES) BOTH values will be convert based on selected Currency in (Column L). 2. If you choose "Partial Conversion" then Column BA (AMOUNT) only will be converted based on selected currency (Column L) and Column BB (TAXES) value (INR) will be added to the converted values.
Note on K39: gepadmin: 1. If you choose "Full Conversion" then Column BA (AMOUNT) and Column BB (TAXES) BOTH values will be convert based on selected Currency in (Column L). 2. If you choose "Partial Conversion" then Column BA (AMOUNT) only will be converted based on selected currency (Column L) and Column BB (TAXES) value (INR) will be added to the converted values.
Note on K40: gepadmin: 1. If you choose "Full Conversion" then Column BA (AMOUNT) and Column BB (TAXES) BOTH values will be convert based on selected Currency in (Column L). 2. If you choose "Partial Conversion" then Column BA (AMOUNT) only will be converted based on selected currency (Column L) and Column BB (TAXES) value (INR) will be added to the converted values.
Note on K41: gepadmin: 1. If you choose "Full Conversion" then Column BA (AMOUNT) and Column BB (TAXES) BOTH values will be convert based on selected Currency in (Column L). 2. If you choose "Partial Conversion" then Column BA (AMOUNT) only will be converted based on selected currency (Column L) and Column BB (TAXES) value (INR) will be added to the converted values.
Note on K42: gepadmin: 1. If you choose "Full Conversion" then Column BA (AMOUNT) and Column BB (TAXES) BOTH values will be convert based on selected Currency in (Column L). 2. If you choose "Partial Conversion" then Column BA (AMOUNT) only will be converted based on selected currency (Column L) and Column BB (TAXES) value (INR) will be added to the converted values.
Note on K43: gepadmin: 1. If you choose "Full Conversion" then Column BA (AMOUNT) and Column BB (TAXES) BOTH values will be convert based on selected Currency in (Column L). 2. If you choose "Partial Conversion" then Column BA (AMOUNT) only will be converted based on selected currency (Column L) and Column BB (TAXES) value (INR) will be added to the converted values.
Note on K44: gepadmin: 1. If you choose "Full Conversion" then Column BA (AMOUNT) and Column BB (TAXES) BOTH values will be convert based on selected Currency in (Column L). 2. If you choose "Partial Conversion" then Column BA (AMOUNT) only will be converted based on selected currency (Column L) and Column BB (TAXES) value (INR) will be added to the converted values.
Note on K45: gepadmin: 1. If you choose "Full Conversion" then Column BA (AMOUNT) and Column BB (TAXES) BOTH values will be convert based on selected Currency in (Column L). 2. If you choose "Partial Conversion" then Column BA (AMOUNT) only will be converted based on selected currency (Column L) and Column BB (TAXES) value (INR) will be added to the converted values.
Note on K46: gepadmin: 1. If you choose "Full Conversion" then Column BA (AMOUNT) and Column BB (TAXES) BOTH values will be convert based on selected Currency in (Column L). 2. If you choose "Partial Conversion" then Column BA (AMOUNT) only will be converted based on selected currency (Column L) and Column BB (TAXES) value (INR) will be added to the converted values.
Note on K47: gepadmin: 1. If you choose "Full Conversion" then Column BA (AMOUNT) and Column BB (TAXES) BOTH values will be convert based on selected Currency in (Column L). 2. If you choose "Partial Conversion" then Column BA (AMOUNT) only will be converted based on selected currency (Column L) and Column BB (TAXES) value (INR) will be added to the converted values.
Note on K48: gepadmin: 1. If you choose "Full Conversion" then Column BA (AMOUNT) and Column BB (TAXES) BOTH values will be convert based on selected Currency in (Column L). 2. If you choose "Partial Conversion" then Column BA (AMOUNT) only will be converted based on selected currency (Column L) and Column BB (TAXES) value (INR) will be added to the converted values.
Note on K49: gepadmin: 1. If you choose "Full Conversion" then Column BA (AMOUNT) and Column BB (TAXES) BOTH values will be convert based on selected Currency in (Column L). 2. If you choose "Partial Conversion" then Column BA (AMOUNT) only will be converted based on selected currency (Column L) and Column BB (TAXES) value (INR) will be added to the converted values.
Note on K50: gepadmin: 1. If you choose "Full Conversion" then Column BA (AMOUNT) and Column BB (TAXES) BOTH values will be convert based on selected Currency in (Column L). 2. If you choose "Partial Conversion" then Column BA (AMOUNT) only will be converted based on selected currency (Column L) and Column BB (TAXES) value (INR) will be added to the converted values.
Note on K51: gepadmin: 1. If you choose "Full Conversion" then Column BA (AMOUNT) and Column BB (TAXES) BOTH values will be convert based on selected Currency in (Column L). 2. If you choose "Partial Conversion" then Column BA (AMOUNT) only will be converted based on selected currency (Column L) and Column BB (TAXES) value (INR) will be added to the converted values.
Note on K52: gepadmin: 1. If you choose "Full Conversion" then Column BA (AMOUNT) and Column BB (TAXES) BOTH values will be convert based on selected Currency in (Column L). 2. If you choose "Partial Conversion" then Column BA (AMOUNT) only will be converted based on selected currency (Column L) and Column BB (TAXES) value (INR) will be added to the converted values.
Note on K53: gepadmin: 1. If you choose "Full Conversion" then Column BA (AMOUNT) and Column BB (TAXES) BOTH values will be convert based on selected Currency in (Column L). 2. If you choose "Partial Conversion" then Column BA (AMOUNT) only will be converted based on selected currency (Column L) and Column BB (TAXES) value (INR) will be added to the converted values.
Note on K54: gepadmin: 1. If you choose "Full Conversion" then Column BA (AMOUNT) and Column BB (TAXES) BOTH values will be convert based on selected Currency in (Column L). 2. If you choose "Partial Conversion" then Column BA (AMOUNT) only will be converted based on selected currency (Column L) and Column BB (TAXES) value (INR) will be added to the converted values.
Note on K55: gepadmin: 1. If you choose "Full Conversion" then Column BA (AMOUNT) and Column BB (TAXES) BOTH values will be convert based on selected Currency in (Column L). 2. If you choose "Partial Conversion" then Column BA (AMOUNT) only will be converted based on selected currency (Column L) and Column BB (TAXES) value (INR) will be added to the converted values.
Note on K56: gepadmin: 1. If you choose "Full Conversion" then Column BA (AMOUNT) and Column BB (TAXES) BOTH values will be convert based on selected Currency in (Column L). 2. If you choose "Partial Conversion" then Column BA (AMOUNT) only will be converted based on selected currency (Column L) and Column BB (TAXES) value (INR) will be added to the converted values.
Note on K57: gepadmin: 1. If you choose "Full Conversion" then Column BA (AMOUNT) and Column BB (TAXES) BOTH values will be convert based on selected Currency in (Column L). 2. If you choose "Partial Conversion" then Column BA (AMOUNT) only will be converted based on selected currency (Column L) and Column BB (TAXES) value (INR) will be added to the converted values.
Note on K58: gepadmin: 1. If you choose "Full Conversion" then Column BA (AMOUNT) and Column BB (TAXES) BOTH values will be convert based on selected Currency in (Column L). 2. If you choose "Partial Conversion" then Column BA (AMOUNT) only will be converted based on selected currency (Column L) and Column BB (TAXES) value (INR) will be added to the converted values.
Note on K59: gepadmin: 1. If you choose "Full Conversion" then Column BA (AMOUNT) and Column BB (TAXES) BOTH values will be convert based on selected Currency in (Column L). 2. If you choose "Partial Conversion" then Column BA (AMOUNT) only will be converted based on selected currency (Column L) and Column BB (TAXES) value (INR) will be added to the converted values.
Note on K60: gepadmin: 1. If you choose "Full Conversion" then Column BA (AMOUNT) and Column BB (TAXES) BOTH values will be convert based on selected Currency in (Column L). 2. If you choose "Partial Conversion" then Column BA (AMOUNT) only will be converted based on selected currency (Column L) and Column BB (TAXES) value (INR) will be added to the converted values.
Note on K61: gepadmin: 1. If you choose "Full Conversion" then Column BA (AMOUNT) and Column BB (TAXES) BOTH values will be convert based on selected Currency in (Column L). 2. If you choose "Partial Conversion" then Column BA (AMOUNT) only will be converted based on selected currency (Column L) and Column BB (TAXES) value (INR) will be added to the converted values.
Note on K62: gepadmin: 1. If you choose "Full Conversion" then Column BA (AMOUNT) and Column BB (TAXES) BOTH values will be convert based on selected Currency in (Column L). 2. If you choose "Partial Conversion" then Column BA (AMOUNT) only will be converted based on selected currency (Column L) and Column BB (TAXES) value (INR) will be added to the converted values.
Note on K63: gepadmin: 1. If you choose "Full Conversion" then Column BA (AMOUNT) and Column BB (TAXES) BOTH values will be convert based on selected Currency in (Column L). 2. If you choose "Partial Conversion" then Column BA (AMOUNT) only will be converted based on selected currency (Column L) and Column BB (TAXES) value (INR) will be added to the converted values.
Note on K64: gepadmin: 1. If you choose "Full Conversion" then Column BA (AMOUNT) and Column BB (TAXES) BOTH values will be convert based on selected Currency in (Column L). 2. If you choose "Partial Conversion" then Column BA (AMOUNT) only will be converted based on selected currency (Column L) and Column BB (TAXES) value (INR) will be added to the converted values.
Note on K65: gepadmin: 1. If you choose "Full Conversion" then Column BA (AMOUNT) and Column BB (TAXES) BOTH values will be convert based on selected Currency in (Column L). 2. If you choose "Partial Conversion" then Column BA (AMOUNT) only will be converted based on selected currency (Column L) and Column BB (TAXES) value (INR) will be added to the converted values.
Note on K66: gepadmin: 1. If you choose "Full Conversion" then Column BA (AMOUNT) and Column BB (TAXES) BOTH values will be convert based on selected Currency in (Column L). 2. If you choose "Partial Conversion" then Column BA (AMOUNT) only will be converted based on selected currency (Column L) and Column BB (TAXES) value (INR) will be added to the converted values.
Note on K67: gepadmin: 1. If you choose "Full Conversion" then Column BA (AMOUNT) and Column BB (TAXES) BOTH values will be convert based on selected Currency in (Column L). 2. If you choose "Partial Conversion" then Column BA (AMOUNT) only will be converted based on selected currency (Column L) and Column BB (TAXES) value (INR) will be added to the converted values.
Note on K68: gepadmin: 1. If you choose "Full Conversion" then Column BA (AMOUNT) and Column BB (TAXES) BOTH values will be convert based on selected Currency in (Column L). 2. If you choose "Partial Conversion" then Column BA (AMOUNT) only will be converted based on selected currency (Column L) and Column BB (TAXES) value (INR) will be added to the converted values.
Note on K69: gepadmin: 1. If you choose "Full Conversion" then Column BA (AMOUNT) and Column BB (TAXES) BOTH values will be convert based on selected Currency in (Column L). 2. If you choose "Partial Conversion" then Column BA (AMOUNT) only will be converted based on selected currency (Column L) and Column BB (TAXES) value (INR) will be added to the converted values.
Note on K70: gepadmin: 1. If you choose "Full Conversion" then Column BA (AMOUNT) and Column BB (TAXES) BOTH values will be convert based on selected Currency in (Column L). 2. If you choose "Partial Conversion" then Column BA (AMOUNT) only will be converted based on selected currency (Column L) and Column BB (TAXES) value (INR) will be added to the converted values.
Note on K71: gepadmin: 1. If you choose "Full Conversion" then Column BA (AMOUNT) and Column BB (TAXES) BOTH values will be convert based on selected Currency in (Column L). 2. If you choose "Partial Conversion" then Column BA (AMOUNT) only will be converted based on selected currency (Column L) and Column BB (TAXES) value (INR) will be added to the converted values.
Note on K72: gepadmin: 1. If you choose "Full Conversion" then Column BA (AMOUNT) and Column BB (TAXES) BOTH values will be convert based on selected Currency in (Column L). 2. If you choose "Partial Conversion" then Column BA (AMOUNT) only will be converted based on selected currency (Column L) and Column BB (TAXES) value (INR) will be added to the converted values.
Note on K73: gepadmin: 1. If you choose "Full Conversion" then Column BA (AMOUNT) and Column BB (TAXES) BOTH values will be convert based on selected Currency in (Column L). 2. If you choose "Partial Conversion" then Column BA (AMOUNT) only will be converted based on selected currency (Column L) and Column BB (TAXES) value (INR) will be added to the converted values.
Note on K74: gepadmin: 1. If you choose "Full Conversion" then Column BA (AMOUNT) and Column BB (TAXES) BOTH values will be convert based on selected Currency in (Column L). 2. If you choose "Partial Conversion" then Column BA (AMOUNT) only will be converted based on selected currency (Column L) and Column BB (TAXES) value (INR) will be added to the converted values.
Note on K75: gepadmin: 1. If you choose "Full Conversion" then Column BA (AMOUNT) and Column BB (TAXES) BOTH values will be convert based on selected Currency in (Column L). 2. If you choose "Partial Conversion" then Column BA (AMOUNT) only will be converted based on selected currency (Column L) and Column BB (TAXES) value (INR) will be added to the converted values.
Note on K76: gepadmin: 1. If you choose "Full Conversion" then Column BA (AMOUNT) and Column BB (TAXES) BOTH values will be convert based on selected Currency in (Column L). 2. If you choose "Partial Conversion" then Column BA (AMOUNT) only will be converted based on selected currency (Column L) and Column BB (TAXES) value (INR) will be added to the converted values.
Note on K77: gepadmin: 1. If you choose "Full Conversion" then Column BA (AMOUNT) and Column BB (TAXES) BOTH values will be convert based on selected Currency in (Column L). 2. If you choose "Partial Conversion" then Column BA (AMOUNT) only will be converted based on selected currency (Column L) and Column BB (TAXES) value (INR) will be added to the converted values.
Note on K78: gepadmin: 1. If you choose "Full Conversion" then Column BA (AMOUNT) and Column BB (TAXES) BOTH values will be convert based on selected Currency in (Column L). 2. If you choose "Partial Conversion" then Column BA (AMOUNT) only will be converted based on selected currency (Column L) and Column BB (TAXES) value (INR) will be added to the converted values.
Note on K79: gepadmin: 1. If you choose "Full Conversion" then Column BA (AMOUNT) and Column BB (TAXES) BOTH values will be convert based on selected Currency in (Column L). 2. If you choose "Partial Conversion" then Column BA (AMOUNT) only will be converted based on selected currency (Column L) and Column BB (TAXES) value (INR) will be added to the converted values.
Note on K80: gepadmin: 1. If you choose "Full Conversion" then Column BA (AMOUNT) and Column BB (TAXES) BOTH values will be convert based on selected Currency in (Column L). 2. If you choose "Partial Conversion" then Column BA (AMOUNT) only will be converted based on selected currency (Column L) and Column BB (TAXES) value (INR) will be added to the converted values.
Note on K81: gepadmin: 1. If you choose "Full Conversion" then Column BA (AMOUNT) and Column BB (TAXES) BOTH values will be convert based on selected Currency in (Column L). 2. If you choose "Partial Conversion" then Column BA (AMOUNT) only will be converted based on selected currency (Column L) and Column BB (TAXES) value (INR) will be added to the converted values.
Note on K82: gepadmin: 1. If you choose "Full Conversion" then Column BA (AMOUNT) and Column BB (TAXES) BOTH values will be convert based on selected Currency in (Column L). 2. If you choose "Partial Conversion" then Column BA (AMOUNT) only will be converted based on selected currency (Column L) and Column BB (TAXES) value (INR) will be added to the converted values.
Note on K83: gepadmin: 1. If you choose "Full Conversion" then Column BA (AMOUNT) and Column BB (TAXES) BOTH values will be convert based on selected Currency in (Column L). 2. If you choose "Partial Conversion" then Column BA (AMOUNT) only will be converted based on selected currency (Column L) and Column BB (TAXES) value (INR) will be added to the converted values.
Note on K84: gepadmin: 1. If you choose "Full Conversion" then Column BA (AMOUNT) and Column BB (TAXES) BOTH values will be convert based on selected Currency in (Column L). 2. If you choose "Partial Conversion" then Column BA (AMOUNT) only will be converted based on selected currency (Column L) and Column BB (TAXES) value (INR) will be added to the converted values.
Note on K85: gepadmin: 1. If you choose "Full Conversion" then Column BA (AMOUNT) and Column BB (TAXES) BOTH values will be convert based on selected Currency in (Column L). 2. If you choose "Partial Conversion" then Column BA (AMOUNT) only will be converted based on selected currency (Column L) and Column BB (TAXES) value (INR) will be added to the converted values.
Note on K86: gepadmin: 1. If you choose "Full Conversion" then Column BA (AMOUNT) and Column BB (TAXES) BOTH values will be convert based on selected Currency in (Column L). 2. If you choose "Partial Conversion" then Column BA (AMOUNT) only will be converted based on selected currency (Column L) and Column BB (TAXES) value (INR) will be added to the converted values.
Note on K87: gepadmin: 1. If you choose "Full Conversion" then Column BA (AMOUNT) and Column BB (TAXES) BOTH values will be convert based on selected Currency in (Column L). 2. If you choose "Partial Conversion" then Column BA (AMOUNT) only will be converted based on selected currency (Column L) and Column BB (TAXES) value (INR) will be added to the converted values.
Note on K88: gepadmin: 1. If you choose "Full Conversion" then Column BA (AMOUNT) and Column BB (TAXES) BOTH values will be convert based on selected Currency in (Column L). 2. If you choose "Partial Conversion" then Column BA (AMOUNT) only will be converted based on selected currency (Column L) and Column BB (TAXES) value (INR) will be added to the converted values.
Note on K89: gepadmin: 1. If you choose "Full Conversion" then Column BA (AMOUNT) and Column BB (TAXES) BOTH values will be convert based on selected Currency in (Column L). 2. If you choose "Partial Conversion" then Column BA (AMOUNT) only will be converted based on selected currency (Column L) and Column BB (TAXES) value (INR) will be added to the converted values.
Note on K90: gepadmin: 1. If you choose "Full Conversion" then Column BA (AMOUNT) and Column BB (TAXES) BOTH values will be convert based on selected Currency in (Column L). 2. If you choose "Partial Conversion" then Column BA (AMOUNT) only will be converted based on selected currency (Column L) and Column BB (TAXES) value (INR) will be added to the converted values.
Note on K91: gepadmin: 1. If you choose "Full Conversion" then Column BA (AMOUNT) and Column BB (TAXES) BOTH values will be convert based on selected Currency in (Column L). 2. If you choose "Partial Conversion" then Column BA (AMOUNT) only will be converted based on selected currency (Column L) and Column BB (TAXES) value (INR) will be added to the converted values.
Note on K92: gepadmin: 1. If you choose "Full Conversion" then Column BA (AMOUNT) and Column BB (TAXES) BOTH values will be convert based on selected Currency in (Column L). 2. If you choose "Partial Conversion" then Column BA (AMOUNT) only will be converted based on selected currency (Column L) and Column BB (TAXES) value (INR) will be added to the converted values.
Note on K93: gepadmin: 1. If you choose "Full Conversion" then Column BA (AMOUNT) and Column BB (TAXES) BOTH values will be convert based on selected Currency in (Column L). 2. If you choose "Partial Conversion" then Column BA (AMOUNT) only will be converted based on selected currency (Column L) and Column BB (TAXES) value (INR) will be added to the converted values.
Note on K94: gepadmin: 1. If you choose "Full Conversion" then Column BA (AMOUNT) and Column BB (TAXES) BOTH values will be convert based on selected Currency in (Column L). 2. If you choose "Partial Conversion" then Column BA (AMOUNT) only will be converted based on selected currency (Column L) and Column BB (TAXES) value (INR) will be added to the converted values.
Note on K95: gepadmin: 1. If you choose "Full Conversion" then Column BA (AMOUNT) and Column BB (TAXES) BOTH values will be convert based on selected Currency in (Column L). 2. If you choose "Partial Conversion" then Column BA (AMOUNT) only will be converted based on selected currency (Column L) and Column BB (TAXES) value (INR) will be added to the converted values.
Note on K96: gepadmin: 1. If you choose "Full Conversion" then Column BA (AMOUNT) and Column BB (TAXES) BOTH values will be convert based on selected Currency in (Column L). 2. If you choose "Partial Conversion" then Column BA (AMOUNT) only will be converted based on selected currency (Column L) and Column BB (TAXES) value (INR) will be added to the converted values.
Note on K97: gepadmin: 1. If you choose "Full Conversion" then Column BA (AMOUNT) and Column BB (TAXES) BOTH values will be convert based on selected Currency in (Column L). 2. If you choose "Partial Conversion" then Column BA (AMOUNT) only will be converted based on selected currency (Column L) and Column BB (TAXES) value (INR) will be added to the converted values.
Note on K98: gepadmin: 1. If you choose "Full Conversion" then Column BA (AMOUNT) and Column BB (TAXES) BOTH values will be convert based on selected Currency in (Column L). 2. If you choose "Partial Conversion" then Column BA (AMOUNT) only will be converted based on selected currency (Column L) and Column BB (TAXES) value (INR) will be added to the converted values.
Note on K99: gepadmin: 1. If you choose "Full Conversion" then Column BA (AMOUNT) and Column BB (TAXES) BOTH values will be convert based on selected Currency in (Column L). 2. If you choose "Partial Conversion" then Column BA (AMOUNT) only will be converted based on selected currency (Column L) and Column BB (TAXES) value (INR) will be added to the converted values.
Note on K100: gepadmin: 1. If you choose "Full Conversion" then Column BA (AMOUNT) and Column BB (TAXES) BOTH values will be convert based on selected Currency in (Column L). 2. If you choose "Partial Conversion" then Column BA (AMOUNT) only will be converted based on selected currency (Column L) and Column BB (TAXES) value (INR) will be added to the converted values.
Note on K101: gepadmin: 1. If you choose "Full Conversion" then Column BA (AMOUNT) and Column BB (TAXES) BOTH values will be convert based on selected Currency in (Column L). 2. If you choose "Partial Conversion" then Column BA (AMOUNT) only will be converted based on selected currency (Column L) and Column BB (TAXES) value (INR) will be added to the converted values.
Note on K102: gepadmin: 1. If you choose "Full Conversion" then Column BA (AMOUNT) and Column BB (TAXES) BOTH values will be convert based on selected Currency in (Column L). 2. If you choose "Partial Conversion" then Column BA (AMOUNT) only will be converted based on selected currency (Column L) and Column BB (TAXES) value (INR) will be added to the converted values.
Note on K103: gepadmin: 1. If you choose "Full Conversion" then Column BA (AMOUNT) and Column BB (TAXES) BOTH values will be convert based on selected Currency in (Column L). 2. If you choose "Partial Conversion" then Column BA (AMOUNT) only will be converted based on selected currency (Column L) and Column BB (TAXES) value (INR) will be added to the converted values.
Note on K104: gepadmin: 1. If you choose "Full Conversion" then Column BA (AMOUNT) and Column BB (TAXES) BOTH values will be convert based on selected Currency in (Column L). 2. If you choose "Partial Conversion" then Column BA (AMOUNT) only will be converted based on selected currency (Column L) and Column BB (TAXES) value (INR) will be added to the converted values.
Note on K105: gepadmin: 1. If you choose "Full Conversion" then Column BA (AMOUNT) and Column BB (TAXES) BOTH values will be convert based on selected Currency in (Column L). 2. If you choose "Partial Conversion" then Column BA (AMOUNT) only will be converted based on selected currency (Column L) and Column BB (TAXES) value (INR) will be added to the converted values.
Note on K106: gepadmin: 1. If you choose "Full Conversion" then Column BA (AMOUNT) and Column BB (TAXES) BOTH values will be convert based on selected Currency in (Column L). 2. If you choose "Partial Conversion" then Column BA (AMOUNT) only will be converted based on selected currency (Column L) and Column BB (TAXES) value (INR) will be added to the converted values.
Note on K107: gepadmin: 1. If you choose "Full Conversion" then Column BA (AMOUNT) and Column BB (TAXES) BOTH values will be convert based on selected Currency in (Column L). 2. If you choose "Partial Conversion" then Column BA (AMOUNT) only will be converted based on selected currency (Column L) and Column BB (TAXES) value (INR) will be added to the converted values.
Note on K108: gepadmin: 1. If you choose "Full Conversion" then Column BA (AMOUNT) and Column BB (TAXES) BOTH values will be convert based on selected Currency in (Column L). 2. If you choose "Partial Conversion" then Column BA (AMOUNT) only will be converted based on selected currency (Column L) and Column BB (TAXES) value (INR) will be added to the converted values.
Note on K109: gepadmin: 1. If you choose "Full Conversion" then Column BA (AMOUNT) and Column BB (TAXES) BOTH values will be convert based on selected Currency in (Column L). 2. If you choose "Partial Conversion" then Column BA (AMOUNT) only will be converted based on selected currency (Column L) and Column BB (TAXES) value (INR) will be added to the converted values.
Note on K110: gepadmin: 1. If you choose "Full Conversion" then Column BA (AMOUNT) and Column BB (TAXES) BOTH values will be convert based on selected Currency in (Column L). 2. If you choose "Partial Conversion" then Column BA (AMOUNT) only will be converted based on selected currency (Column L) and Column BB (TAXES) value (INR) will be added to the converted values.
Note on K111: gepadmin: 1. If you choose "Full Conversion" then Column BA (AMOUNT) and Column BB (TAXES) BOTH values will be convert based on selected Currency in (Column L). 2. If you choose "Partial Conversion" then Column BA (AMOUNT) only will be converted based on selected currency (Column L) and Column BB (TAXES) value (INR) will be added to the converted values.
Note on K112: gepadmin: 1. If you choose "Full Conversion" then Column BA (AMOUNT) and Column BB (TAXES) BOTH values will be convert based on selected Currency in (Column L). 2. If you choose "Partial Conversion" then Column BA (AMOUNT) only will be converted based on selected currency (Column L) and Column BB (TAXES) value (INR) will be added to the converted values.
Note on K113: gepadmin: 1. If you choose "Full Conversion" then Column BA (AMOUNT) and Column BB (TAXES) BOTH values will be convert based on selected Currency in (Column L). 2. If you choose "Partial Conversion" then Column BA (AMOUNT) only will be converted based on selected currency (Column L) and Column BB (TAXES) value (INR) will be added to the converted values.
Note on K114: gepadmin: 1. If you choose "Full Conversion" then Column BA (AMOUNT) and Column BB (TAXES) BOTH values will be convert based on selected Currency in (Column L). 2. If you choose "Partial Conversion" then Column BA (AMOUNT) only will be converted based on selected currency (Column L) and Column BB (TAXES) value (INR) will be added to the converted values.
Note on K115: gepadmin: 1. If you choose "Full Conversion" then Column BA (AMOUNT) and Column BB (TAXES) BOTH values will be convert based on selected Currency in (Column L). 2. If you choose "Partial Conversion" then Column BA (AMOUNT) only will be converted based on selected currency (Column L) and Column BB (TAXES) value (INR) will be added to the converted values.
Note on K116: gepadmin: 1. If you choose "Full Conversion" then Column BA (AMOUNT) and Column BB (TAXES) BOTH values will be convert based on selected Currency in (Column L). 2. If you choose "Partial Conversion" then Column BA (AMOUNT) only will be converted based on selected currency (Column L) and Column BB (TAXES) value (INR) will be added to the converted values.
Note on K117: gepadmin: 1. If you choose "Full Conversion" then Column BA (AMOUNT) and Column BB (TAXES) BOTH values will be convert based on selected Currency in (Column L). 2. If you choose "Partial Conversion" then Column BA (AMOUNT) only will be converted based on selected currency (Column L) and Column BB (TAXES) value (INR) will be added to the converted values.
Note on K118: gepadmin: 1. If you choose "Full Conversion" then Column BA (AMOUNT) and Column BB (TAXES) BOTH values will be convert based on selected Currency in (Column L). 2. If you choose "Partial Conversion" then Column BA (AMOUNT) only will be converted based on selected currency (Column L) and Column BB (TAXES) value (INR) will be added to the converted values.
Note on K119: gepadmin: 1. If you choose "Full Conversion" then Column BA (AMOUNT) and Column BB (TAXES) BOTH values will be convert based on selected Currency in (Column L). 2. If you choose "Partial Conversion" then Column BA (AMOUNT) only will be converted based on selected currency (Column L) and Column BB (TAXES) value (INR) will be added to the converted values.
Note on K120: gepadmin: 1. If you choose "Full Conversion" then Column BA (AMOUNT) and Column BB (TAXES) BOTH values will be convert based on selected Currency in (Column L). 2. If you choose "Partial Conversion" then Column BA (AMOUNT) only will be converted based on selected currency (Column L) and Column BB (TAXES) value (INR) will be added to the converted values.
Note on K121: gepadmin: 1. If you choose "Full Conversion" then Column BA (AMOUNT) and Column BB (TAXES) BOTH values will be convert based on selected Currency in (Column L). 2. If you choose "Partial Conversion" then Column BA (AMOUNT) only will be converted based on selected currency (Column L) and Column BB (TAXES) value (INR) will be added to the converted values.
Note on K122: gepadmin: 1. If you choose "Full Conversion" then Column BA (AMOUNT) and Column BB (TAXES) BOTH values will be convert based on selected Currency in (Column L). 2. If you choose "Partial Conversion" then Column BA (AMOUNT) only will be converted based on selected currency (Column L) and Column BB (TAXES) value (INR) will be added to the converted values.
Note on K123: gepadmin: 1. If you choose "Full Conversion" then Column BA (AMOUNT) and Column BB (TAXES) BOTH values will be convert based on selected Currency in (Column L). 2. If you choose "Partial Conversion" then Column BA (AMOUNT) only will be converted based on selected currency (Column L) and Column BB (TAXES) value (INR) will be added to the converted values.
Note on K124: gepadmin: 1. If you choose "Full Conversion" then Column BA (AMOUNT) and Column BB (TAXES) BOTH values will be convert based on selected Currency in (Column L). 2. If you choose "Partial Conversion" then Column BA (AMOUNT) only will be converted based on selected currency (Column L) and Column BB (TAXES) value (INR) will be added to the converted values.
Note on K125: gepadmin: 1. If you choose "Full Conversion" then Column BA (AMOUNT) and Column BB (TAXES) BOTH values will be convert based on selected Currency in (Column L). 2. If you choose "Partial Conversion" then Column BA (AMOUNT) only will be converted based on selected currency (Column L) and Column BB (TAXES) value (INR) will be added to the converted values.
Note on K126: gepadmin: 1. If you choose "Full Conversion" then Column BA (AMOUNT) and Column BB (TAXES) BOTH values will be convert based on selected Currency in (Column L). 2. If you choose "Partial Conversion" then Column BA (AMOUNT) only will be converted based on selected currency (Column L) and Column BB (TAXES) value (INR) will be added to the converted values.
Note on K127: gepadmin: 1. If you choose "Full Conversion" then Column BA (AMOUNT) and Column BB (TAXES) BOTH values will be convert based on selected Currency in (Column L). 2. If you choose "Partial Conversion" then Column BA (AMOUNT) only will be converted based on selected currency (Column L) and Column BB (TAXES) value (INR) will be added to the converted values.
Note on K128: gepadmin: 1. If you choose "Full Conversion" then Column BA (AMOUNT) and Column BB (TAXES) BOTH values will be convert based on selected Currency in (Column L). 2. If you choose "Partial Conversion" then Column BA (AMOUNT) only will be converted based on selected currency (Column L) and Column BB (TAXES) value (INR) will be added to the converted values.
Note on K129: gepadmin: 1. If you choose "Full Conversion" then Column BA (AMOUNT) and Column BB (TAXES) BOTH values will be convert based on selected Currency in (Column L). 2. If you choose "Partial Conversion" then Column BA (AMOUNT) only will be converted based on selected currency (Column L) and Column BB (TAXES) value (INR) will be added to the converted values.
Note on K130: gepadmin: 1. If you choose "Full Conversion" then Column BA (AMOUNT) and Column BB (TAXES) BOTH values will be convert based on selected Currency in (Column L). 2. If you choose "Partial Conversion" then Column BA (AMOUNT) only will be converted based on selected currency (Column L) and Column BB (TAXES) value (INR) will be added to the converted values.
Note on K131: gepadmin: 1. If you choose "Full Conversion" then Column BA (AMOUNT) and Column BB (TAXES) BOTH values will be convert based on selected Currency in (Column L). 2. If you choose "Partial Conversion" then Column BA (AMOUNT) only will be converted based on selected currency (Column L) and Column BB (TAXES) value (INR) will be added to the converted values.
Note on K132: gepadmin: 1. If you choose "Full Conversion" then Column BA (AMOUNT) and Column BB (TAXES) BOTH values will be convert based on selected Currency in (Column L). 2. If you choose "Partial Conversion" then Column BA (AMOUNT) only will be converted based on selected currency (Column L) and Column BB (TAXES) value (INR) will be added to the converted values.
Note on K133: gepadmin: 1. If you choose "Full Conversion" then Column BA (AMOUNT) and Column BB (TAXES) BOTH values will be convert based on selected Currency in (Column L). 2. If you choose "Partial Conversion" then Column BA (AMOUNT) only will be converted based on selected currency (Column L) and Column BB (TAXES) value (INR) will be added to the converted values.
Note on K134: gepadmin: 1. If you choose "Full Conversion" then Column BA (AMOUNT) and Column BB (TAXES) BOTH values will be convert based on selected Currency in (Column L). 2. If you choose "Partial Conversion" then Column BA (AMOUNT) only will be converted based on selected currency (Column L) and Column BB (TAXES) value (INR) will be added to the converted values.
Note on K135: gepadmin: 1. If you choose "Full Conversion" then Column BA (AMOUNT) and Column BB (TAXES) BOTH values will be convert based on selected Currency in (Column L). 2. If you choose "Partial Conversion" then Column BA (AMOUNT) only will be converted based on selected currency (Column L) and Column BB (TAXES) value (INR) will be added to the converted values.
Note on K136: gepadmin: 1. If you choose "Full Conversion" then Column BA (AMOUNT) and Column BB (TAXES) BOTH values will be convert based on selected Currency in (Column L). 2. If you choose "Partial Conversion" then Column BA (AMOUNT) only will be converted based on selected currency (Column L) and Column BB (TAXES) value (INR) will be added to the converted values.
Note on K137: gepadmin: 1. If you choose "Full Conversion" then Column BA (AMOUNT) and Column BB (TAXES) BOTH values will be convert based on selected Currency in (Column L). 2. If you choose "Partial Conversion" then Column BA (AMOUNT) only will be converted based on selected currency (Column L) and Column BB (TAXES) value (INR) will be added to the converted values.
Note on K138: gepadmin: 1. If you choose "Full Conversion" then Column BA (AMOUNT) and Column BB (TAXES) BOTH values will be convert based on selected Currency in (Column L). 2. If you choose "Partial Conversion" then Column BA (AMOUNT) only will be converted based on selected currency (Column L) and Column BB (TAXES) value (INR) will be added to the converted values.
Note on K139: gepadmin: 1. If you choose "Full Conversion" then Column BA (AMOUNT) and Column BB (TAXES) BOTH values will be convert based on selected Currency in (Column L). 2. If you choose "Partial Conversion" then Column BA (AMOUNT) only will be converted based on selected currency (Column L) and Column BB (TAXES) value (INR) will be added to the converted values.
Note on K140: gepadmin: 1. If you choose "Full Conversion" then Column BA (AMOUNT) and Column BB (TAXES) BOTH values will be convert based on selected Currency in (Column L). 2. If you choose "Partial Conversion" then Column BA (AMOUNT) only will be converted based on selected currency (Column L) and Column BB (TAXES) value (INR) will be added to the converted values.
Note on K141: gepadmin: 1. If you choose "Full Conversion" then Column BA (AMOUNT) and Column BB (TAXES) BOTH values will be convert based on selected Currency in (Column L). 2. If you choose "Partial Conversion" then Column BA (AMOUNT) only will be converted based on selected currency (Column L) and Column BB (TAXES) value (INR) will be added to the converted values.
Note on K142: gepadmin: 1. If you choose "Full Conversion" then Column BA (AMOUNT) and Column BB (TAXES) BOTH values will be convert based on selected Currency in (Column L). 2. If you choose "Partial Conversion" then Column BA (AMOUNT) only will be converted based on selected currency (Column L) and Column BB (TAXES) value (INR) will be added to the converted values.
Note on K143: gepadmin: 1. If you choose "Full Conversion" then Column BA (AMOUNT) and Column BB (TAXES) BOTH values will be convert based on selected Currency in (Column L). 2. If you choose "Partial Conversion" then Column BA (AMOUNT) only will be converted based on selected currency (Column L) and Column BB (TAXES) value (INR) will be added to the converted values.
Note on K144: gepadmin: 1. If you choose "Full Conversion" then Column BA (AMOUNT) and Column BB (TAXES) BOTH values will be convert based on selected Currency in (Column L). 2. If you choose "Partial Conversion" then Column BA (AMOUNT) only will be converted based on selected currency (Column L) and Column BB (TAXES) value (INR) will be added to the converted values.
Note on K145: gepadmin: 1. If you choose "Full Conversion" then Column BA (AMOUNT) and Column BB (TAXES) BOTH values will be convert based on selected Currency in (Column L). 2. If you choose "Partial Conversion" then Column BA (AMOUNT) only will be converted based on selected currency (Column L) and Column BB (TAXES) value (INR) will be added to the converted values.
Note on K146: gepadmin: 1. If you choose "Full Conversion" then Column BA (AMOUNT) and Column BB (TAXES) BOTH values will be convert based on selected Currency in (Column L). 2. If you choose "Partial Conversion" then Column BA (AMOUNT) only will be converted based on selected currency (Column L) and Column BB (TAXES) value (INR) will be added to the converted values.
Note on K147: gepadmin: 1. If you choose "Full Conversion" then Column BA (AMOUNT) and Column BB (TAXES) BOTH values will be convert based on selected Currency in (Column L). 2. If you choose "Partial Conversion" then Column BA (AMOUNT) only will be converted based on selected currency (Column L) and Column BB (TAXES) value (INR) will be added to the converted values.
Note on K148: gepadmin: 1. If you choose "Full Conversion" then Column BA (AMOUNT) and Column BB (TAXES) BOTH values will be convert based on selected Currency in (Column L). 2. If you choose "Partial Conversion" then Column BA (AMOUNT) only will be converted based on selected currency (Column L) and Column BB (TAXES) value (INR) will be added to the converted values.
Note on K149: gepadmin: 1. If you choose "Full Conversion" then Column BA (AMOUNT) and Column BB (TAXES) BOTH values will be convert based on selected Currency in (Column L). 2. If you choose "Partial Conversion" then Column BA (AMOUNT) only will be converted based on selected currency (Column L) and Column BB (TAXES) value (INR) will be added to the converted values.
Note on K150: gepadmin: 1. If you choose "Full Conversion" then Column BA (AMOUNT) and Column BB (TAXES) BOTH values will be convert based on selected Currency in (Column L). 2. If you choose "Partial Conversion" then Column BA (AMOUNT) only will be converted based on selected currency (Column L) and Column BB (TAXES) value (INR) will be added to the converted values.
Note on K151: gepadmin: 1. If you choose "Full Conversion" then Column BA (AMOUNT) and Column BB (TAXES) BOTH values will be convert based on selected Currency in (Column L). 2. If you choose "Partial Conversion" then Column BA (AMOUNT) only will be converted based on selected currency (Column L) and Column BB (TAXES) value (INR) will be added to the converted values.
Note on K152: gepadmin: 1. If you choose "Full Conversion" then Column BA (AMOUNT) and Column BB (TAXES) BOTH values will be convert based on selected Currency in (Column L). 2. If you choose "Partial Conversion" then Column BA (AMOUNT) only will be converted based on selected currency (Column L) and Column BB (TAXES) value (INR) will be added to the converted values.
Note on K153: gepadmin: 1. If you choose "Full Conversion" then Column BA (AMOUNT) and Column BB (TAXES) BOTH values will be convert based on selected Currency in (Column L). 2. If you choose "Partial Conversion" then Column BA (AMOUNT) only will be converted based on selected currency (Column L) and Column BB (TAXES) value (INR) will be added to the converted values.
Note on K154: gepadmin: 1. If you choose "Full Conversion" then Column BA (AMOUNT) and Column BB (TAXES) BOTH values will be convert based on selected Currency in (Column L). 2. If you choose "Partial Conversion" then Column BA (AMOUNT) only will be converted based on selected currency (Column L) and Column BB (TAXES) value (INR) will be added to the converted values.
Note on K155: gepadmin: 1. If you choose "Full Conversion" then Column BA (AMOUNT) and Column BB (TAXES) BOTH values will be convert based on selected Currency in (Column L). 2. If you choose "Partial Conversion" then Column BA (AMOUNT) only will be converted based on selected currency (Column L) and Column BB (TAXES) value (INR) will be added to the converted values.
Note on K156: gepadmin: 1. If you choose "Full Conversion" then Column BA (AMOUNT) and Column BB (TAXES) BOTH values will be convert based on selected Currency in (Column L). 2. If you choose "Partial Conversion" then Column BA (AMOUNT) only will be converted based on selected currency (Column L) and Column BB (TAXES) value (INR) will be added to the converted values.
Note on K157: gepadmin: 1. If you choose "Full Conversion" then Column BA (AMOUNT) and Column BB (TAXES) BOTH values will be convert based on selected Currency in (Column L). 2. If you choose "Partial Conversion" then Column BA (AMOUNT) only will be converted based on selected currency (Column L) and Column BB (TAXES) value (INR) will be added to the converted values.
Note on K158: gepadmin: 1. If you choose "Full Conversion" then Column BA (AMOUNT) and Column BB (TAXES) BOTH values will be convert based on selected Currency in (Column L). 2. If you choose "Partial Conversion" then Column BA (AMOUNT) only will be converted based on selected currency (Column L) and Column BB (TAXES) value (INR) will be added to the converted values.
Note on K159: gepadmin: 1. If you choose "Full Conversion" then Column BA (AMOUNT) and Column BB (TAXES) BOTH values will be convert based on selected Currency in (Column L). 2. If you choose "Partial Conversion" then Column BA (AMOUNT) only will be converted based on selected currency (Column L) and Column BB (TAXES) value (INR) will be added to the converted values.
Note on K160: gepadmin: 1. If you choose "Full Conversion" then Column BA (AMOUNT) and Column BB (TAXES) BOTH values will be convert based on selected Currency in (Column L). 2. If you choose "Partial Conversion" then Column BA (AMOUNT) only will be converted based on selected currency (Column L) and Column BB (TAXES) value (INR) will be added to the converted values.
Note on K161: gepadmin: 1. If you choose "Full Conversion" then Column BA (AMOUNT) and Column BB (TAXES) BOTH values will be convert based on selected Currency in (Column L). 2. If you choose "Partial Conversion" then Column BA (AMOUNT) only will be converted based on selected currency (Column L) and Column BB (TAXES) value (INR) will be added to the converted values.
Note on K162: gepadmin: 1. If you choose "Full Conversion" then Column BA (AMOUNT) and Column BB (TAXES) BOTH values will be convert based on selected Currency in (Column L). 2. If you choose "Partial Conversion" then Column BA (AMOUNT) only will be converted based on selected currency (Column L) and Column BB (TAXES) value (INR) will be added to the converted values.
Note on K163: gepadmin: 1. If you choose "Full Conversion" then Column BA (AMOUNT) and Column BB (TAXES) BOTH values will be convert based on selected Currency in (Column L). 2. If you choose "Partial Conversion" then Column BA (AMOUNT) only will be converted based on selected currency (Column L) and Column BB (TAXES) value (INR) will be added to the converted values.
Note on K164: gepadmin: 1. If you choose "Full Conversion" then Column BA (AMOUNT) and Column BB (TAXES) BOTH values will be convert based on selected Currency in (Column L). 2. If you choose "Partial Conversion" then Column BA (AMOUNT) only will be converted based on selected currency (Column L) and Column BB (TAXES) value (INR) will be added to the converted values.
Note on K165: gepadmin: 1. If you choose "Full Conversion" then Column BA (AMOUNT) and Column BB (TAXES) BOTH values will be convert based on selected Currency in (Column L). 2. If you choose "Partial Conversion" then Column BA (AMOUNT) only will be converted based on selected currency (Column L) and Column BB (TAXES) value (INR) will be added to the converted values.
Note on K166: gepadmin: 1. If you choose "Full Conversion" then Column BA (AMOUNT) and Column BB (TAXES) BOTH values will be convert based on selected Currency in (Column L). 2. If you choose "Partial Conversion" then Column BA (AMOUNT) only will be converted based on selected currency (Column L) and Column BB (TAXES) value (INR) will be added to the converted values.
Note on K167: gepadmin: 1. If you choose "Full Conversion" then Column BA (AMOUNT) and Column BB (TAXES) BOTH values will be convert based on selected Currency in (Column L). 2. If you choose "Partial Conversion" then Column BA (AMOUNT) only will be converted based on selected currency (Column L) and Column BB (TAXES) value (INR) will be added to the converted values.
Note on K168: gepadmin: 1. If you choose "Full Conversion" then Column BA (AMOUNT) and Column BB (TAXES) BOTH values will be convert based on selected Currency in (Column L). 2. If you choose "Partial Conversion" then Column BA (AMOUNT) only will be converted based on selected currency (Column L) and Column BB (TAXES) value (INR) will be added to the converted values.
Note on K169: gepadmin: 1. If you choose "Full Conversion" then Column BA (AMOUNT) and Column BB (TAXES) BOTH values will be convert based on selected Currency in (Column L). 2. If you choose "Partial Conversion" then Column BA (AMOUNT) only will be converted based on selected currency (Column L) and Column BB (TAXES) value (INR) will be added to the converted values.
Note on K170: gepadmin: 1. If you choose "Full Conversion" then Column BA (AMOUNT) and Column BB (TAXES) BOTH values will be convert based on selected Currency in (Column L). 2. If you choose "Partial Conversion" then Column BA (AMOUNT) only will be converted based on selected currency (Column L) and Column BB (TAXES) value (INR) will be added to the converted values.
Note on K171: gepadmin: 1. If you choose "Full Conversion" then Column BA (AMOUNT) and Column BB (TAXES) BOTH values will be convert based on selected Currency in (Column L). 2. If you choose "Partial Conversion" then Column BA (AMOUNT) only will be converted based on selected currency (Column L) and Column BB (TAXES) value (INR) will be added to the converted values.
Note on K172: gepadmin: 1. If you choose "Full Conversion" then Column BA (AMOUNT) and Column BB (TAXES) BOTH values will be convert based on selected Currency in (Column L). 2. If you choose "Partial Conversion" then Column BA (AMOUNT) only will be converted based on selected currency (Column L) and Column BB (TAXES) value (INR) will be added to the converted values.
Note on K173: gepadmin: 1. If you choose "Full Conversion" then Column BA (AMOUNT) and Column BB (TAXES) BOTH values will be convert based on selected Currency in (Column L). 2. If you choose "Partial Conversion" then Column BA (AMOUNT) only will be converted based on selected currency (Column L) and Column BB (TAXES) value (INR) will be added to the converted values.
Note on K174: gepadmin: 1. If you choose "Full Conversion" then Column BA (AMOUNT) and Column BB (TAXES) BOTH values will be convert based on selected Currency in (Column L). 2. If you choose "Partial Conversion" then Column BA (AMOUNT) only will be converted based on selected currency (Column L) and Column BB (TAXES) value (INR) will be added to the converted values.
Note on K175: gepadmin: 1. If you choose "Full Conversion" then Column BA (AMOUNT) and Column BB (TAXES) BOTH values will be convert based on selected Currency in (Column L). 2. If you choose "Partial Conversion" then Column BA (AMOUNT) only will be converted based on selected currency (Column L) and Column BB (TAXES) value (INR) will be added to the converted values.
Note on K176: gepadmin: 1. If you choose "Full Conversion" then Column BA (AMOUNT) and Column BB (TAXES) BOTH values will be convert based on selected Currency in (Column L). 2. If you choose "Partial Conversion" then Column BA (AMOUNT) only will be converted based on selected currency (Column L) and Column BB (TAXES) value (INR) will be added to the converted values.
Note on K177: gepadmin: 1. If you choose "Full Conversion" then Column BA (AMOUNT) and Column BB (TAXES) BOTH values will be convert based on selected Currency in (Column L). 2. If you choose "Partial Conversion" then Column BA (AMOUNT) only will be converted based on selected currency (Column L) and Column BB (TAXES) value (INR) will be added to the converted values.
Note on K178: gepadmin: 1. If you choose "Full Conversion" then Column BA (AMOUNT) and Column BB (TAXES) BOTH values will be convert based on selected Currency in (Column L). 2. If you choose "Partial Conversion" then Column BA (AMOUNT) only will be converted based on selected currency (Column L) and Column BB (TAXES) value (INR) will be added to the converted values.
Note on K179: gepadmin: 1. If you choose "Full Conversion" then Column BA (AMOUNT) and Column BB (TAXES) BOTH values will be convert based on selected Currency in (Column L). 2. If you choose "Partial Conversion" then Column BA (AMOUNT) only will be converted based on selected currency (Column L) and Column BB (TAXES) value (INR) will be added to the converted values.
Note on K180: gepadmin: 1. If you choose "Full Conversion" then Column BA (AMOUNT) and Column BB (TAXES) BOTH values will be convert based on selected Currency in (Column L). 2. If you choose "Partial Conversion" then Column BA (AMOUNT) only will be converted based on selected currency (Column L) and Column BB (TAXES) value (INR) will be added to the converted values.
Note on K181: gepadmin: 1. If you choose "Full Conversion" then Column BA (AMOUNT) and Column BB (TAXES) BOTH values will be convert based on selected Currency in (Column L). 2. If you choose "Partial Conversion" then Column BA (AMOUNT) only will be converted based on selected currency (Column L) and Column BB (TAXES) value (INR) will be added to the converted values.
Note on K182: gepadmin: 1. If you choose "Full Conversion" then Column BA (AMOUNT) and Column BB (TAXES) BOTH values will be convert based on selected Currency in (Column L). 2. If you choose "Partial Conversion" then Column BA (AMOUNT) only will be converted based on selected currency (Column L) and Column BB (TAXES) value (INR) will be added to the converted values.
Note on K183: gepadmin: 1. If you choose "Full Conversion" then Column BA (AMOUNT) and Column BB (TAXES) BOTH values will be convert based on selected Currency in (Column L). 2. If you choose "Partial Conversion" then Column BA (AMOUNT) only will be converted based on selected currency (Column L) and Column BB (TAXES) value (INR) will be added to the converted values.
Note on K184: gepadmin: 1. If you choose "Full Conversion" then Column BA (AMOUNT) and Column BB (TAXES) BOTH values will be convert based on selected Currency in (Column L). 2. If you choose "Partial Conversion" then Column BA (AMOUNT) only will be converted based on selected currency (Column L) and Column BB (TAXES) value (INR) will be added to the converted values.
Note on K185: gepadmin: 1. If you choose "Full Conversion" then Column BA (AMOUNT) and Column BB (TAXES) BOTH values will be convert based on selected Currency in (Column L). 2. If you choose "Partial Conversion" then Column BA (AMOUNT) only will be converted based on selected currency (Column L) and Column BB (TAXES) value (INR) will be added to the converted values.
Note on K186: gepadmin: 1. If you choose "Full Conversion" then Column BA (AMOUNT) and Column BB (TAXES) BOTH values will be convert based on selected Currency in (Column L). 2. If you choose "Partial Conversion" then Column BA (AMOUNT) only will be converted based on selected currency (Column L) and Column BB (TAXES) value (INR) will be added to the converted values.
Note on K187: gepadmin: 1. If you choose "Full Conversion" then Column BA (AMOUNT) and Column BB (TAXES) BOTH values will be convert based on selected Currency in (Column L). 2. If you choose "Partial Conversion" then Column BA (AMOUNT) only will be converted based on selected currency (Column L) and Column BB (TAXES) value (INR) will be added to the converted values.
Note on K188: gepadmin: 1. If you choose "Full Conversion" then Column BA (AMOUNT) and Column BB (TAXES) BOTH values will be convert based on selected Currency in (Column L). 2. If you choose "Partial Conversion" then Column BA (AMOUNT) only will be converted based on selected currency (Column L) and Column BB (TAXES) value (INR) will be added to the converted values.
Note on K189: gepadmin: 1. If you choose "Full Conversion" then Column BA (AMOUNT) and Column BB (TAXES) BOTH values will be convert based on selected Currency in (Column L). 2. If you choose "Partial Conversion" then Column BA (AMOUNT) only will be converted based on selected currency (Column L) and Column BB (TAXES) value (INR) will be added to the converted values.
Note on K190: gepadmin: 1. If you choose "Full Conversion" then Column BA (AMOUNT) and Column BB (TAXES) BOTH values will be convert based on selected Currency in (Column L). 2. If you choose "Partial Conversion" then Column BA (AMOUNT) only will be converted based on selected currency (Column L) and Column BB (TAXES) value (INR) will be added to the converted values.
Note on K191: gepadmin: 1. If you choose "Full Conversion" then Column BA (AMOUNT) and Column BB (TAXES) BOTH values will be convert based on selected Currency in (Column L). 2. If you choose "Partial Conversion" then Column BA (AMOUNT) only will be converted based on selected currency (Column L) and Column BB (TAXES) value (INR) will be added to the converted values.
Note on K192: gepadmin: 1. If you choose "Full Conversion" then Column BA (AMOUNT) and Column BB (TAXES) BOTH values will be convert based on selected Currency in (Column L). 2. If you choose "Partial Conversion" then Column BA (AMOUNT) only will be converted based on selected currency (Column L) and Column BB (TAXES) value (INR) will be added to the converted values.
Validate
Print
Help

## BoQ2 (hidden)
Percentage BoQ
BoQ_Ver3.0 | Percentage | Normal | INR Only | INR
Select, At Par, Excess (+), Less (-) |  | IOCL | Select | Not Quoted | At Par | Excess (+) | Less (-)
Tender Inviting Authority: Maharastra Natural Gas Limited, Pune
Name of Work: Tender for Item Rate Contract for period of 1-year for laying of underground PE pipeline & aboveground GI / Cu installation for CGD Network of MNGL for Nashik GA (BOQ-2)
Contract No: MNGL/CP/2025-26/07
Name of the Bidder/ Bidding Firm / Company :
PRICE SCHEDULE / SCHEDULE OF RATES (SOR) (This BOQ template must not be modified/replaced by the bidder and the same should be uploaded after filling the relevent columns, else the bidder is liable to be rejected for this tender. Bidders are allowed to enter the Bidder Name and Values only )
NUMBER # | TEXT # | TEXT # | NUMBER # | TEXT # | NUMBER | NUMBER | TEXT | TEXT # | NUMBER # | TEXT# | TEXT # | NUMBER # | NUMBER | NUMBER | NUMBER | NUMBER | TEXT | TEXT | NUMBER | NUMBER | NUMBER | NUMBER | TEXT | TEXT | NUMBER | NUMBER | NUMBER | NUMBER | TEXT | TEXT | NUMBER | NUMBER | NUMBER | NUMBER | TEXT | TEXT | NUMBER | NUMBER | NUMBER | NUMBER | TEXT | TEXT | NUMBER | NUMBER | NUMBER # | NUMBER # | TEXT | TEXT | NUMBER # | NUMBER # | DATE | NUMBER # | NUMBER # | TEXT #
Sl. No. | Item Description | Item Code / Make | Quantity | Units | Unit Rate inclusive of all taxes & duties except GST (Rs.) | Per Unit Goods & Service Tax @18% (Rs.) | Unit Rate inclusive of all taxes & duties including GST (Rs.) | Addition / Deduction | Addition / Deduction Values | Currency Convertion against each Item | Quoted Currency in INR / Other Currency | BASIC RATE In Figures To be entered by the Bidder Rs. P | Excise Duty | VAT | Freight Charges ( Unloading & Stacking) | Any Other Taxes/Duties/Levies |  |  | Other Taxes 2 | IIIrd Party i.e DGS&D / RITES etc Inspection Charges @0.34%+Service Tax | Less for Cenvat Credit,if any respect of Supplies Under full Excise Duty Category | [30 empty] | TOTAL AMOUNT With Taxes including GST @18% Rs. P | TOTAL AMOUNT With Taxes including GST @18% Rs. P | TOTAL AMOUNT In Words
1 | 2 | 3 | 4 | 5 | 6 | 7 | 8 | 9 | 10 | 11 | 12 | 13 | 14 | 15 | 16 | 17 | 18 | 19 | 20 | 21 | 22 | 23 | 24 | 25 | 26 | 27 | 28 | 29 | 30 | 31 | 32 | 33 | 34 | 35 | 36 | 37 | 38 | 39 | 40 | 41 | 42 | 43 | 44 | 45 | 46 | 47 | 48 | 49 | 50 | 51 | 52 | 53 | 54 | 55
1 | 1.1 ) MDPE Laying in any surface (including hard rock) Excluding supply of all MDPE pipes (PE 80/100,SDR11), but Including supply of Bends, Couplers, End caps, Tees, PE Reducer, CS to PE Fitting, Saddle Tapping, Warning mat etc. as required to complete the job. (Particular job specification.) "Receiving and taking-over" as defined in the specification, handling, loading, transportation and unloading of Owner supplied MDPE line pipes (PE80/100, SDR11) of all sizes (as free issue items) from Owner's designated place(s) of issue to Contractor's own stock-yard(s)/ Work Shop(s)/ work-site(s) including proper storing, stacking, identification, providing security & insurance cover, including supply of accessories of all sizes & thickness like Bends, Couplers, End caps, Tee, PE Reducer, CS to PE Fittings, Saddle Tapping, Warning Mat etc. | item1 | [52 empty] | 1.01 | Supplying, Conveying and fixing spls. Including eart | item1 | 123.223 | Nos
2 | Stringing/ uncoiling of the MDPE line pipe on the pipeline Right-of-Use, laying/ installation of MDPE line pipe (alongwith installation of required accessories as mentioned above) of following sizes, including executing all works; fabrication, access for construction; supply of all materials (except Owner supplied materials), consumables, labour and other incidental works and handing over the same after return of the surplus pipes to the Owner's designated stockyard(s); carrying out all temporary, ancillary, auxiliary works required to make the MDPE pipeline ready for commissioning as per drawings, specifications, scope of work indicated in PJS and other provisions of Contract document and instructions of Engineer-in-charge, including but not limited to carrying out the following works: | item2 | [52 empty] | 1.02 | Construction of chamber for 100mm sluice plates | item2 | 213 | Nos
3 | Preparation and getting approval of schedules, execution procedures, drawings/ sketches/ wherever required, making trial pits to determine the underground utilities/ services etc., restoration of the abandoned trial pits to original condition. Grading the ROU, barricading the work area as per local authorities norms & to satisfaction of EIC, installation of safety signs, trenching to required depth, repairing of all damaged utilities if any, and payment of any compensation (if claimed by owner/other utility agencies). Uncoiling/ stringing of pipes, clamping, jointing of the pipe ends/ fittings/ valves by qualified personnel using approved electro-fusion techniques as per specification. | item3 | [52 empty] | 1.02 | Construction of chamber for 100mm sluice plates | item2 | 213 | Nos
4 | Excavation of trench and Lowering the pipeline in trench to required depths, placement of HDPE warning grid mat over the pipeline along the complete route, padding around pipeline with suitable approved soil, backfilling with available excavated material after screening, compaction with jumping jack compactor and water at subsequent layers of 150mm above warning mat. All tiles/slabs/curb stones etc removed during excavation shall be placed properly. Roads, pavements, footpaths etc. to be made motorable wherever pipeline is laid. MDPE Pipe shall be laid in such a way so that top cover of MDPE Pipe is 1.0 mtr. However in case if additional depth (up to 1.5 mtr) required due to any reason shall be coverd in this SOR. | item4 | [52 empty] | 2 | Construction of chamber for 100mm sluices valve | item3 | 10 | Nos
5 | Installation and electro-fusion jointing of valves wherever required and as directed by Engineer-in-charge. Restoration of area to original condition, including cleaning the area of all unserviceable materials, debris, excess earth near trenches to the designated disposal area as per the specifications, instruction of Owner/Engineer-in-charge and to the satisfaction of local authorities. Restoration of all surrounding ground features to that existing before as detailed out in the specifications and as directed by Engineer-in-charge which would include replanting of any uprooted trees etc. Pneumatic testing, purging with nitrogen and commissioning as per specification and approved procedures providing all tools and tackles, nitrogen, instruments, manpower and other related accessories and as per the instructions of the Engineer-in-charge. | item5 | [52 empty] | 3 | Supplying, Conveying and fixing spls. Including ea | item4 | 10 | Nos
6 | Maintaining the completed pipelines/ installation for any defect, failures during defect liability period (i.e. 12 months from date of completion of work). Handing over the completed works to MNGL for their operation/ use, returning of all free issue surplus material to MNGL stores, reconciliation of free issue material area wise and obtaining "no objection certificate" from MNGL/Consultant. | item6 | [52 empty] | 1.01 | Supplying, Conveying and fixing spls. Including eart | item1 | 123.223 | Nos
7 | Preparation and submission of Daily progress report, Laying Graphs/ PE/ GI line cards. On completion of gas charging of pipelines. Preparation and submission of As-built drawings, crossings details, termination, utility graphs and deviation statements. Submission of all documents required for contract closure in numbers as mentioned in contract. | item7 | [52 empty] | 1.02 | Construction of chamber for 100mm sluice plates | item2 | 213 | Nos
8 | Any other activities not mentioned/ covered explicitly above, but otherwise required for satisfactory completion/operation/ safety/ statutory/ maintenance of the works shall also be covered under the scope of work and has to be completed by the Contractor within specified schedule at no extra cost to MNGL. | item8 | [52 empty] | 1.01 | Supplying, Conveying and fixing spls. Including eart | item1 | 123.223 | Nos
9 | Supply and installation of GI sleeve(21/2" and 3" as instructed by EIC) with concrete mix (Pedestal) and filling it with sand, sealing the annuals, Inserting of MDPE pipe in Hume pipe for road crossing, supply of soft soil if required for padding comes under this SOR is in the contractor's scope. Breaking through any obstructions and their subsequent restoration, as per specifications and instructions of the Engineer-in-charge is included in this SOR item.Liasioning and Follow-up for permission with all the concerned customer, society members, chairmans etc. is the Contractor's scope. | item9 | [52 empty] | 1.02 | Construction of chamber for 100mm sluice plates | item2 | 213 | Nos
10 | Excavation of hard rock, wherever hard rock of single piece exceeding 1.5m in length removable by pneumatic chisel/ drill as per specifications and direction of EIC including all permissions,safety precuations,removing of debris included in this SOR. Boulders <1.5 mtrs, shall not be considered under this SOR. | item10
11 | Primary responsibility of contractor is to obtain permission from various authorities & management of sites with respect to completion of all works under this SOR | item11 | [52 empty] | 1.02 | Construction of chamber for 100mm sluice plates | item2 | 213 | Nos
12 | 1.1 a : 20 & 32 mm | item12 | 324894 | Meter | 396.05 |  |  | Excess(+) | 1 | Full Conversion | INR | [40 empty] | 151835637.07 | 151835637.07 | #VALUE! | 2 | Construction of chamber for 100mm sluices valve | item3 | 10 | Nos
13 | 1.1 b: 63 & 90 mm | item13 | 162447 | Meter | 517.58 |  |  | Excess(+) | 1 | Full Conversion | INR | [40 empty] | 99213595.55 | 99213595.55 | #VALUE! | 3 | Supplying, Conveying and fixing spls. Including ea | item4 | 10 | Nos
14 | 1.1 c: 125 mm | item14 | 162447 | Meter | 562.17 |  |  | Excess(+) | 1 | Full Conversion | INR | [40 empty] | 107760939.39 | 107760939.39 | #VALUE! | 1.01 | Supplying, Conveying and fixing spls. Including eart | item1 | 123.223 | Nos
15 | 1.1d: 180 mm | item15 | 1000 | Meter | 695.26 |  |  | Excess(+) | 1 | Full Conversion | INR | [40 empty] | 820406.8 | 820406.8 | #VALUE! | 4 | Construction of chamber for 100mm sluice plates | item5 | 10 | Nos
16 | 1.2) Double Laying in same trench Excluding supply of all MDPE pipe (PE 80/100,SDR11), but Including supply of all the fittings like Bends, Couplers, End caps, Tees, PE Reducer, CS to PE Fitting, Saddle Tapping, Warming mat etc. as required to complete the job (Particular job specification). "Receiving and taking-over" as defined in the specification, handling, loading, transportation and unloading of Owner supplied MDPE line pipes (PE80/100, SDR11) of all sizes (as free issue items) from Owner's designated place(s) of issue to Contractor's own stock-yard(s)/ Work Shop(s)/ work-site(s) including proper storing, stacking, identification, providing security & insurance cover , including supply of accessories of all sizes & thickness like Bends, Couplers, End caps, Tee, PE Reducer, CS to PE Fittings, Saddle Tapping etc. This SOR covers the laying of lower size MDPE pipe, its jointing, testing, commissioning, submission of laying reports,liasioning,permissions of all authority, as-built and other documents etc. as instructed by EIC. Laying of higher size MDPE pipe, its jointing, testing and commissioning will be paid as per the SOR 1.1 & jointing, testing and commissioning of smaller size of pipe shall be paid in this SOR. Primary responsibility of contractor is to obtain permission from various authorities & management of sites with respect to completion of all works under this SOR | item16 | [52 empty] | 1.01 | Supplying, Conveying and fixing spls. Including eart | item1 | 123.223 | Nos
17 | 1.2 a: 20 & 32 mm | item17 | 3248.94 | Meter | 30.74 |  |  | Excess(+) | 1 | Full Conversion | INR | [40 empty] | 117849.45 | 117849.45 | #VALUE! | 1.02 | Construction of chamber for 100mm sluice plates | item2 | 213 | Nos
18 | 1.2 b :63 & 90 mm | item18 | 2000 | Meter | 42.85 |  |  | Excess(+) | 1 | Full Conversion | INR | [40 empty] | 101126 | 101126 | #VALUE! | 2 | Construction of chamber for 100mm sluices valve | item3 | 10 | Nos
19 | 1.3) Insertion of MDPE in already laid hume pipe Excluding trenching work and supply of all MDPE pipe (PE 80/100,SDR11), but Including supply of Bends, Couplers, End caps, Tees, PE Reducer, CS to PE Fitting, Saddle Tapping, Warning mat etc. as required to complete the job (Particular Job Specification). "Receiving and taking-over" as defined in the specification, handling, loading, transportation and unloading of Owner supplied MDPE line pipes (PE80/100, SDR11) of all sizes (as free issue items) from Owner's designated place(s) of issue to Contractor's own stock-yard(s)/ Work Shop(s)/ work-site(s) including proper storing, stacking, identification, providing security & insurance cover, including supply of accessories of all sizes & thickness like Bends, Couplers, End caps, Tee, PE Reducer, CS to PE Fittings, Saddle Tapping, Warning Mat etc. Also fulfilling the other conditions mentioned in SOR item No. 1.1 &1.2 except trenching work. However if excavation of pits required for insertion of MDPE pipes or any other works for completion of the job as per the instructions of EIC shall be covered in this SOR. Primary responsibility of contractor is to obtain permission from various authorities & management of sites with respect to completion of all works under this SOR | item19 | [52 empty] | 3 | Supplying, Conveying and fixing spls. Including ea | item4 | 10 | Nos
20 | 1.3 a: 20 & 32 mm | item20 | 1000 | Meter | 34.85 |  |  | Excess(+) | 1 | Full Conversion | INR | [40 empty] | 41123 | 41123 | #VALUE! | 1.02 | Construction of chamber for 100mm sluice plates | item2 | 213 | Nos
21 | 1.3 b: 63 & 90 mm | item21 | 1000 | Meter | 60.47 |  |  | Excess(+) | 1 | Full Conversion | INR | [40 empty] | 71354.6 | 71354.6 | #VALUE! | 3 | Supplying, Conveying and fixing spls. Including ea | item4 | 10 | Nos
22 | 1.3 c: 125 mm | item22 | 1000 | Meter | 88.86 |  |  | Excess(+) | 1 | Full Conversion | INR | [40 empty] | 104854.8 | 104854.8 | #VALUE! | 4 | Construction of chamber for 100mm sluice plates | item5 | 10 | Nos
23 | 1.3 d: 180 mm | item23 | 100 | Meter | 189.13 |  |  | Excess(+) | 1 | Full Conversion | INR | [40 empty] | 22317.34 | 22317.34 | #VALUE! | 1.02 | Construction of chamber for 100mm sluice plates | item2 | 213 | Nos
24 | 1.4) Laying of service line for tap-off upto 8 meter (MDPE pipe Dia. 32mm) (For individual Houses, bunglow etc) Taking tap-off from existing charged line and laying of MDPE Service Lines (32mm) upto 8 meter (LMC work) for connectiong individual houses, bunglow etc. SOR includes laying of pipeline (32mm) in all surfaces (Excluding supply of MDPE pipes (PE 80/100,SDR11), but Including supply of Bends, Couplers, End caps, Tees, PE Reducer, CS to PE Fitting, Saddle Tapping, Warning mat, GI sleeves, construction of Pedastal/TF guard, restoration of both the pits (saddle & TF) etc. as required to complete the job.) The SOR also includes liaisoning work with concerned authorites, house owners, housing societies etc. The fix length of 8 meters will be measured from the saddle/tap off point up to the TF after taking tap off from existing charged line. | item24 | 4000 | No | 4309.2 |  |  | Excess(+) | 1 | Full Conversion | INR | [40 empty] | 20339424 | 20339424 | #VALUE!
25 | 1.5)Testing and commissioning of already laid MDPE pipe of all sizes Pneumatic testing, purging with nitrogen & Commissioning of already laid MDPE Pipe (PE 80/100, SDR 11) including supply of manpower, labour (to identify the leak / making the pits), jointing of fittings, its installation and manpower, labour (for making the pits) etc. and submission of final documents (Like: As-built etc) comes under SOR (1.5.a) and tapping from main line/charged line is the scope of contractor. The supply of all kind of MDPE fitting including TF etc is covered under the SOR 1.5(b,c,d) | item25 | [52 empty] | 1.02 | Construction of chamber for 100mm sluice plates | item2 | 213 | Nos
26 | Primary responsibility of contractor is to obtain permission from various authorities & management of sites with respect to completion of all works under this SOR | item26 | [52 empty] | 3 | Supplying, Conveying and fixing spls. Including ea | item4 | 10 | Nos
27 | This SOR also includes any restoration,liasioning,barricades deployment,pit which needs to be done in order to complete the job. | item27 | [52 empty] | 1.01 | Supplying, Conveying and fixing spls. Including eart | item1 | 123.223 | Nos
28 | 1.5 a:Jointing,testing,commissioning of MDPE pipe of all size | item28 | 10000 | Meter | 45.99 |  |  | Excess(+) | 1 | Full Conversion | INR | [40 empty] | 542682 | 542682 | #VALUE! | 3 | Supplying, Conveying and fixing spls. Including ea | item4 | 10 | Nos
29 | 1.5 b:Jointing of 20 mm & 32 mm | item29 | 1000 | No | 106.19 |  |  | Excess(+) | 1 | Full Conversion | INR | [40 empty] | 125304.2 | 125304.2 | #VALUE! | 4 | Construction of chamber for 100mm sluice plates | item5 | 10 | Nos
30 | 1.5 c: Jointing of 63 mm,90 mm & 125 mm | item30 | 1000 | No | 763.9 |  |  | Excess(+) | 1 | Full Conversion | INR | [40 empty] | 901402 | 901402 | #VALUE! | 1.02 | Construction of chamber for 100mm sluice plates | item2 | 213 | Nos
31 | 1.5 d: Jointing of 180 mm | item31 | 10 | No | 1718.76 |  |  | Excess(+) | 1 | Full Conversion | INR | [40 empty] | 20281.37 | 20281.37 | #VALUE! | 1.02 | Construction of chamber for 100mm sluice plates | item2 | 213 | Nos
32 | 1.6) Crossing of Utilities/Drain/Culverts/Nala Excluding supply of all types of MDPE pipes (PE 80/100,SDR11), but Including supply of all types of MDPE fittings, Warming mat etc. as required to complete the job (Particular job specification). "Receiving and taking-over" as defined in the specification, handling, loading, transportation and unloading of Owner supplied MDPE line pipes (PE80/100, SDR11) of all sizes (as free issue items) from Owner's designated place(s) of issue to Contractor's own stock-yard(s)/ Work Shop(s)/ work-site(s) including proper storing, stacking, identification, providing security & insurance cover , including supply of accessories of all sizes & thickness like Bends, Couplers, End caps, Tee, PE Reducer, CS to PE Fittings, Saddle Tapping etc. This SOR covers the laying/installation of all sizes of MDPE pipes, its jointing, testing, commissioning, submission of laying reports, as-built drawings and other documents etc. as per the instructions of EIC. All types of nala crossing for any length covered in this SOR | item32 | [52 empty] | 3 | Supplying, Conveying and fixing spls. Including ea | item4 | 10 | Nos
33 | Above ground laid MDPE pipe shall be protected by RCC i.e. all sides of MDPE Pipe covered by 4" thick RCC. Providing and laying reinforced cement of grade M-20 with 20mm and down grade crushed stone aggregate in all types of structures like foundations, pedestals, pedestal bases, pipe supports, sleepers cable trench including construction joints, bitumen painting on surface in contact with soil, supplying and fixing reinforcing steel, shuttering, inserts, finishes etc. at all depths and heights complete as per drawings, specifications and direction of the Engineer-in-charge. Unit rate includes cost of labours, tools, tackles, equipment, equipment hire charges, supply of all materials such as minimum 43 grade cement including sulphate resistant cement for sub-structures, R/F steel dia 12mm, Inserts, bolts, conduits, bitumen, other minor construction materials, shuttering, stanging, earthwork in excavation and backfilling using serviceable earth in all conditions, shorting bailing and pumping out water, testing of concrete, curing etc. with all bye works and sundry works. | item33 | [52 empty] | 1.01 | Supplying, Conveying and fixing spls. Including eart | item1 | 123.223 | Nos
34 | This SOR also includes any restoration,liasioning,barricades deployment,pit which needs to be done in order to complete the job. | item34 | [52 empty] | 1.02 | Construction of chamber for 100mm sluice plates | item2 | 213 | Nos
35 | 1.6 a: Above ground Crossing of Culverts/Nala | item35 | 3248.94 | Meter | 2199.06 |  |  | Excess(+) | 1 | Full Conversion | INR | [40 empty] | 8430644.52 | 8430644.52 | #VALUE! | 3 | Supplying, Conveying and fixing spls. Including ea | item4 | 10 | Nos
36 | Excluding supply of all types of MDPE pipes (PE 80/100,SDR11), but Including supply of all types of MDPE fittings, Warming mat etc. as required to complete the job (Particular job specification). "Receiving and taking-over" as defined in the specification, handling, loading, transportation and unloading of Owner supplied MDPE line pipes (PE80/100, SDR11) of all sizes (as free issue items) from Owner's designated place(s) of issue to Contractor's own stock-yard(s)/ Work Shop(s)/ work-site(s) including proper storing, stacking, identification, providing security & insurance cover , including supply of accessories of all sizes & thickness like Bends, Couplers, End caps, Tee, PE Reducer, CS to PE Fittings, Saddle Tapping etc. This SOR covers the laying/installation of all sizes of MDPE pipes, its jointing, testing, commissioning, submission of laying reports, as-built drawings and other documents etc. as per the instructions of EIC. | item36 | [52 empty] | 4 | Construction of chamber for 100mm sluice plates | item5 | 10 | Nos
37 | Suitable size of HDPE casing (NP6 standard) shall be provided by the vendor in case of underground nala / culvert crossing. | item37 | [52 empty] | 1.01 | Supplying, Conveying and fixing spls. Including eart | item1 | 123.223 | Nos
38 | Additional material like shuttering for supporting the side wall of the trench or any other material / things required for safe working for completion of job / as per instructions of EIC shall be in the scope of contractor and covered under this SOR. | item38 | [52 empty] | 1.02 | Construction of chamber for 100mm sluice plates | item2 | 213 | Nos
39 | This SOR also includes any restoration,liasioning,barricades deployment,pit which needs to be done in order to complete the job. | item39 | [52 empty] | 3 | Supplying, Conveying and fixing spls. Including ea | item4 | 10 | Nos
40 | 1.6 b: Under ground Crossing of Culverts/Nala | item40 | 1000 | Mtr | 2318.02 |  |  | Excess(+) | 1 | Full Conversion | INR | [40 empty] | 2735263.6 | 2735263.6 | #VALUE! | 1.01 | Supplying, Conveying and fixing spls. Including eart | item1 | 123.223 | Nos
41 | 1.7) Material Cost for Supply of Concrete Sleeves / HDPE Sleeves: Supply, installation of sleeve, insertion of pipe, sealing the annuals, firm fixing of Sleeves with concrete mix. Breaking through any obstructions and their subsequent restoration, as per specifications and instructions of the Engineer-in-charge. | item41 | [52 empty] | 1.02 | Construction of chamber for 100mm sluice plates | item2 | 213 | Nos
42 | This SOR is not applicable for MOC purpose protection which needs to be given as per instructions of AIC/EIC. | item42 | [52 empty] | 3 | Supplying, Conveying and fixing spls. Including ea | item4 | 10 | Nos
43 | 1.7 a: Supply 4” NB, 1m | item43 | 500 | Mtr | 275.03 |  |  | Excess(+) | 1 | Full Conversion | INR | [40 empty] | 162267.7 | 162267.7 | #VALUE! | 4 | Construction of chamber for 100mm sluice plates | item5 | 10 | Nos
44 | 1.7 b: Supply 6” NB, 1m | item44 | 500 | Mtr | 426.48 |  |  | Excess(+) | 1 | Full Conversion | INR | [40 empty] | 251623.2 | 251623.2 | #VALUE! | 1.01 | Supplying, Conveying and fixing spls. Including eart | item1 | 123.223 | Nos
45 | 1.7 c:Supply 8” NB, 1m | item45 | 500 | Mtr | 643.4 |  |  | Excess(+) | 1 | Full Conversion | INR | [40 empty] | 379606 | 379606 | #VALUE! | 1.02 | Construction of chamber for 100mm sluice plates | item2 | 213 | Nos
46 | 1.7 d:Supply 10” NB, 1m | item46 | 100 | Mtr | 917.75 |  |  | Excess(+) | 1 | Full Conversion | INR | [40 empty] | 108294.5 | 108294.5 | #VALUE! | 2 | Construction of chamber for 100mm sluices valve | item3 | 10 | Nos
47 | 1.8) Construction of RCC valve chamber and Installation of Extended Stem valve Construction of RCC valve chamber should be done with as per the tender drawing with/without supply of extended stem PE ball valve with/with out purge as instructed by EIC. This SOR covers the supply of required MDPE fittings to install the extended stem valve, manpower, material, tools, equipment etc. | item47 | [52 empty] | 3 | Supplying, Conveying and fixing spls. Including ea | item4 | 10 | Nos
48 | Unit rate includes cost of labours, tools, tackles, equipment, equipment hire charges, supply of all materials such as minimum 43 grade cement including sulphate resistant cement for sub-structures, R/F steel dia 12mm,SFRC chamber cover,barricading, liasioning, permissions,etc. | item48 | [52 empty] | 3 | Supplying, Conveying and fixing spls. Including ea | item4 | 10 | Nos
49 | This SOR also includes any restoration,liasioning,barricades deployment,pit which needs to be done in order to complete the job. | item49 | [52 empty] | 4 | Construction of chamber for 100mm sluice plates | item5 | 10 | Nos
50 | 1.8 a: Construction of RCC valve chamber & installation with supply Extended stem PE Ball valve | item50 | 233 | No | 26164.34 |  |  | Excess(+) | 1 | Full Conversion | INR | [40 empty] | 7193623.64 | 7193623.64 | #VALUE! | 1.01 | Supplying, Conveying and fixing spls. Including eart | item1 | 123.223 | Nos
51 | 1.8 b: Construction of RCC valve chamber & installation with out supply Extended stem PE Ball valve | item51 | 233 | No | 9293.39 |  |  | Excess(+) | 1 | Full Conversion | INR | [40 empty] | 2555124.65 | 2555124.65 | #VALUE! | 1.02 | Construction of chamber for 100mm sluice plates | item2 | 213 | Nos
52 | Fabrication & Installation of Markers | item52 | [52 empty] | 1.02 | Construction of chamber for 100mm sluice plates | item2 | 213 | Nos
53 | Fabrication & Installation of Markers RCC Route Markers: Supply, fabrication and installation of RCC route markers as per the attached drawings, along the route including all associated civil works such as excavation and construction in all types of soils, construction and pedestals and grouting with concrete. | item53 | [52 empty] | 3 | Supplying, Conveying and fixing spls. Including ea | item4 | 10 | Nos
54 | 1.9 a: RCC Route Markers as per Sketch enclosed. | item54 | 6518 | No | 540.4 |  |  | Excess(+) | 1 | Full Conversion | INR | [40 empty] | 4156346.1 | 4156346.1 | #VALUE! | 1.02 | Construction of chamber for 100mm sluice plates | item2 | 213 | Nos
55 | Plate Marker: Supply, fabrication and installation of plate markers, including application of approved color and quality of primer and paint, stencil letter cutting of lettering, numbers, direction, chainage, etc. as per the attached drawings to be installed on the ROU | item55 | [52 empty] | 3 | Supplying, Conveying and fixing spls. Including ea | item4 | 10 | Nos
56 | 1.9 b: Plate Markers without Foundation As per Sketch enclosed. | item56 | 10830 | No | 187.74 |  |  | Excess(+) | 1 | Full Conversion | INR | [40 empty] | 2399204.56 | 2399204.56 | #VALUE! | 4 | Construction of chamber for 100mm sluice plates | item5 | 10 | Nos
57 | 1.10) CIVIL WORKS (Preparation of Construction of MRS, DRS Foundation etc.) Site Grading Earth in excavation and filling to the grades and levels shown in the approved drawings in all kinds of conditions including for Road embakments, using approved quality good earth from designated borrow area, for all heights and depths including clearing and stripping (min. 150mm) of the area marked for filling, taking spot levels, consolidating the exposed natural soil surface, excavating the earth from borrow area loading, transporting & unloading, spreading in layers not exceeding 150mm thickness, breaking clods, watering (if reqd.), ramming and compacting by manual/ mechanical means to give minimum 92% of modified Proctor's density of earth, testing & dressing including disposal of all unserviceable material all complete as per specifications and directions of Engineer-in-charge. (Rate to include cost of all labour, tools, tackles, equipment, hire charges, cost of borrow earth by way of royalties, right of way, cess etc., as applicable with all bye works and sundry works). | item57 | [52 empty] | 1.02 | Construction of chamber for 100mm sluice plates | item2 | 213 | Nos
58 | 1.10 a: Site grading | item58 | 100 | Sqm | 415 |  |  | Excess(+) | 1 | Full Conversion | INR | [40 empty] | 48970 | 48970 | #VALUE! | 1.02 | Construction of chamber for 100mm sluice plates | item2 | 213 | Nos
59 | PCC 1:2:4 1 Cement : 2 Coarse sand : 4 stone aggregate 20mm nominal size. (Rate to include cost of all labour, tools, tackles, equipment, hire charges, supply of all materials, shuttering, earthwork in excavation and backfilling using approved earth in all conditions etc. with all bye works and sundry works.) | item59 | [52 empty] | 3 | Supplying, Conveying and fixing spls. Including ea | item4 | 10 | Nos
60 | 1.10 b: PCC 1:2:4 | item60 | 194.94 | M3 | 4764.15 |  |  | Excess(+) | 1 | Full Conversion | INR | [40 empty] | 1095893.61 | 1095893.61 | #VALUE! | 1.02 | Construction of chamber for 100mm sluice plates | item2 | 213 | Nos
61 | PCC 1:4:8 1 Cement : 4 Coarse sand : 8 stone aggregate 40mm nominal size. (Rate to include cost of all labour, tools, tackles, equipment, hire charges, supply of all materials, shuttering, earthwork in excavation and backfilling using approved earth in all conditions etc. with all bye works and sundry works.) | item61 | [52 empty] | 3 | Supplying, Conveying and fixing spls. Including ea | item4 | 10 | Nos
62 | 1.10 c: PCC 1:4:8 | item62 | 180 | M3 | 4537.29 |  |  | Excess(+) | 1 | Full Conversion | INR | [40 empty] | 963720.4 | 963720.4 | #VALUE! | 4 | Construction of chamber for 100mm sluice plates | item5 | 10 | Nos
63 | Reinforced Cement Concrete Providing and laying reinforced cement of grade M-20 with 20mm and down grade crushed stone aggregate in all types of structures like foundations, pedestals, pedestal bases, pipe supports, sleepers cable trench including construction joints, bitumen painting on surface in contact with soil, supplying and fixing reinforcing steel, shuttering, inserts, finishes etc. at all depths and heights complete as per drawings, specifications and direction of the Engineer-in-charge. Rate to include cost of all labour, tools, tackles, equipment, hire charges, supply of all materials such as minimum 43 grade cement including sulphate resistant cement for sub-structures, R/F steel dia 12mm, Inserts, bolts, conduits, bitumen, other minor construction materials, shuttering, stanging, earthwork in excavation and backfilling using serviceable earth in all conditions, shorting bailing and pumping out water, testing of concrete, curing etc. with all bye works and sundry works. | item63 | [52 empty] | 1.02 | Construction of chamber for 100mm sluice plates | item2 | 213 | Nos
64 | 1.10 d:Reinforced Cement Concrete | item64 | 180 | M3 | 7529.7 |  |  | Excess(+) | 1 | Full Conversion | INR | [40 empty] | 1599308.28 | 1599308.28 | #VALUE! | 2 | Construction of chamber for 100mm sluices valve | item3 | 10 | Nos
65 | 1.11)Shifting & installation of DPRS/IPRS/MRS/SRM/DCS etc. Receiving and taking over, handling, loading, transportation and unloading of Owner's supplied MRS/DRS up to 10 T from Owner's designated stack-yard to Contractor's stock yard/workshop/work-site including preliminary activities. This SOR also covers the installation of MRS/DRS on site, including the supplied of all required material and tools which is required to installed the MRS/DRS(Like: Fixing of Unit, Earthling etc.). Providing, Earthing of IPRS and DPRS - Testing and certification of earthing stations including providing and laying 300 x 300 x 3 mm GI plate as a electrode To form earth electrode with inspection chamber, 300 x300 mm Chamber with earth link cover, painting and identification etc.(Scope including excavation by manual/Machines /Boaring, Charcoal, salt, or Bentonie slurry, BFC, construction of chamber etc as per drawing) to complete the job in all respect as per satisfaction of EIC) The contractor shall pay LUMSUM charges for shifting of MRS, DRS up to 10 Ton Capacity which includes loading, unloading by cranes, manpower, tools and tackles, ropes , vehicle required for shifting of MRS/DRS , managing transit issues etc. in a safe manner. Damage of assets will recover from contractors. Shifting activities will perform as directed by AIC/EIC with proper documentation & written mail communications. | item65 | [52 empty] | 3 | Supplying, Conveying and fixing spls. Including ea | item4 | 10 | Nos
66 | 1.11 a:Shifting of DPRS/IPRS/MRS/SRM/DCS | item66 | 100 | Nos | 8747.72 |  |  | Excess(+) | 1 | Full Conversion | INR | [40 empty] | 1032230.96 | 1032230.96 | #VALUE! | 1.01 | Supplying, Conveying and fixing spls. Including eart | item1 | 123.223 | Nos
67 | 1.11 b:Installation of DPRS/IPRS/MRS/SRM/DCS | item67 | 100 | Nos | 8648.87 |  |  | Excess(+) | 1 | Full Conversion | INR | [40 empty] | 1020566.66 | 1020566.66 | #VALUE! | 1.02 | Construction of chamber for 100mm sluice plates | item2 | 213 | Nos
68 | 1.12) Restoration of trenches Restoration of the roads, pavements, channels, footpaths, tiles etc. (in case of inter locking tiles/paver blocks, farshi etc it is contractor's responsibility to remove it safely and carefully to restore after pipe laying, testing and compaction) to original condition including supply of the approved quality material required, as per local authorities norms and MNGL specification, obtaining NOC from concerned local authorities/ land owners/ third party inspection agencies designated by MNGL and to the satisfaction of Engineer-in-charge. | item68 | [52 empty] | 3 | Supplying, Conveying and fixing spls. Including ea | item4 | 10 | Nos
69 | Restoration of trenches for Ashphalted/Bituminous Roads: Restoration to original condition of dismantaled surface like Asphalted/Bituminous Road, Concrete pavement, Agra/Kota Stones /Tiles (Chequered / Interlocking etc.), Dry Brick Pavement, as per the technical specifications attached in the tender after laying of pipeline in built-up surface, as per directions of EIC / Site Incharge. Scope includes supply of the approved quality of material , testing of material by third party agencies as per technical specification / PMC / PCMC / PWD / National Highways / JNNURM / Military Engineering Services / Gram Panchayat / Railways or any other government / private authority standards, Submission of restoration reports, obtaining no objection certificate from the concern authorities / land owners / third party inspection agencies designated by land owning agencies and owner. | item69 | [52 empty] | 4 | Construction of chamber for 100mm sluice plates | item5 | 10 | Nos
70 | This SOR also covers any repair/rework which needs to be done till closure of Service order/till DLP is completed. | item70 | [52 empty] | 1.02 | Construction of chamber for 100mm sluice plates | item2 | 213 | Nos
71 | 1.12 a:Restoration of trenches for Ashphalted/Bituminous roads | item71 | 3248.94 | Mtr | 834.52 |  |  | Excess(+) | 1 | Full Conversion | INR | [40 empty] | 3199340.38 | 3199340.38 | #VALUE! | 2 | Construction of chamber for 100mm sluices valve | item3 | 10 | Nos
72 | Cement Concrete Surface: Top Surface- PCC 1:2:4, Min as original thickness compacted with plate vibrator shall be laid over base course.Base course- PCC 1:5:10, min 75mm thick laid over compacted backfilled earth. | item72 | [52 empty] | 1.01 | Supplying, Conveying and fixing spls. Including eart | item1 | 123.223 | Nos
73 | Chequered Cement concrete Tiles/Pre-cast CC Tiles/Kota stone floor/red stone floor. Inter locking CC/paver black:Top Surface- Tiles/floor (as per original surface) shall be laid over cement Sand Mortar 1:6,min 20mm thick over base course.Base course- PCC 1:5:10, min 75mm thick laid over compacted backfilled earth. | item73 | [52 empty] | 4 | Construction of chamber for 100mm sluice plates | item5 | 10 | Nos
74 | This SOR also covers any repair/rework which needs to be done till closure of Service order/till DLP is completed. | item74 | [52 empty] | 1.01 | Supplying, Conveying and fixing spls. Including eart | item1 | 123.223 | Nos
75 | 1.12 b: Restoration of trenches for Concrete/existing Tiles/existing Paver Blocks/existing Farshi | item75 | 116961.84 | Mtr | 340.76 |  |  | Excess(+) | 1 | Full Conversion | INR | [40 empty] | 47029981.59 | 47029981.59 | #VALUE! | 1.02 | Construction of chamber for 100mm sluice plates | item2 | 213 | Nos
76 | 1.12 c: Restoration of trenches for new Tiles/new Paver Blocks/new Farshi | item76 | 77974.56 | Mtr | 408.92 |  |  | Excess(+) | 1 | Full Conversion | INR | [40 empty] | 37624721.35 | 37624721.35 | #VALUE! | 3 | Supplying, Conveying and fixing spls. Including ea | item4 | 10 | Nos
77 | 1.13)Groove cutting: Groove cutting in RCC/CC/PCC etc. with supply of all type of tools, material, manpower, helper etc as required and bitumen filling (if required) in the gap after the trench restoration as per specifications and cleaning the area complete to the satisfaction of EIC. In this SOR, One (1) running mtr means cutting of both side of the trench or Per running trench length. | item77 | 32489.4 | Mtr | 51.06 |  |  | Excess(+) | 1 | Full Conversion | INR | [40 empty] | 1957512.34 | 1957512.34 | #VALUE! | 1.02 | Construction of chamber for 100mm sluice plates | item2 | 213 | Nos
78 | 1.14)Structural work (Like-Fencing of DPRS/IPRS etc) : Supply of all materials, fabrication and erection of chain link fencing (inclusive the gate, same as chainlink fencing) 2.1m high with mesh up to 2m height and barbed wire fenching complete in all respects including painting as per TS on all MS items, all works as per specification and tender drawing, complete to the satisfaction of EIC. | item78 | 10 | Mtr | 5034.05 |  |  | Excess(+) | 1 | Full Conversion | INR | [40 empty] | 59401.79 | 59401.79 | #VALUE! | 3 | Supplying, Conveying and fixing spls. Including ea | item4 | 10 | Nos
79 | 1.15)Service Regulator | item79 | [52 empty] | 3 | Supplying, Conveying and fixing spls. Including ea | item4 | 10 | Nos
80 | Service Regulator: Excluding the Supply of SR but including the supply of approved quality of sand, brick, cement, paint etc for preparation of foundation & installing of service regulator firmly on foundation as per drawing enclosed & as per specifications and cleaning the area. Complete the job as per the instruction and satisfaction of EIC. | item80 | [52 empty] | 1.01 | Supplying, Conveying and fixing spls. Including eart | item1 | 123.223 | Nos
81 | 1.15 a:Service regulator 25 & 50 SCMH(4 bar to 100 mBar) | item81 | 812 | No | 1204.71 |  |  | Excess(+) | 1 | Full Conversion | INR | [40 empty] | 1154304.93 | 1154304.93 | #VALUE! | 3 | Supplying, Conveying and fixing spls. Including ea | item4 | 10 | Nos
82 | 1.15 b:Service regulator 100 & 200 SCMH(4 bar to 100 mBar) | item82 | 108 | No | 2289.6 |  |  | Excess(+) | 1 | Full Conversion | INR | [40 empty] | 291786.62 | 291786.62 | #VALUE! | 4 | Construction of chamber for 100mm sluice plates | item5 | 10 | Nos
83 | 1.16) Deployment of Safety Barricades | item83 | 293304.6 | Meter | 21.45 |  |  | Excess(+) | 1 | Full Conversion | INR | [40 empty] | 7423832.73 | 7423832.73 | #VALUE! | 1.02 | Construction of chamber for 100mm sluice plates | item2 | 213 | Nos
84 | Deployment of Safety Barricades Contractor shall deploy the Safety barricades on the sites where Medium Pressure (MP) Pipeline (out site the society) works going on the main roads of any Govt./Pvt authority. In this SOR payment shall be made on the running meter basis. Quantity shall be varified according to SOR item no. 1. Deployed barricades shall be as per approved drawing by EIC. For claim Contractor has to submit the colored photographs with location identification/landmark with back filling report and contractor shall ensure the maximum 1m gap between two safety barricades which shall be covered by caution tape at least minimum three points/location. If fails contractor shall not be eligible for payment. | item84 | [52 empty] | 2 | Construction of chamber for 100mm sluices valve | item3 | 10 | Nos
85 | 1.17) LMC(Last Mile connectivity) for commercial connection in gasified area | item85 | 200 | No | 9608.37 |  |  | Excess(+) | 1 | Full Conversion | INR | [40 empty] | 2267575.32 | 2267575.32 | #VALUE! | 1.01 | Supplying, Conveying and fixing spls. Including eart | item1 | 123.223 | Nos
86 | Start to End MDPE & GI connectivity till commissioning and submission of JMR | item86 | [52 empty] | 1.02 | Construction of chamber for 100mm sluice plates | item2 | 213 | Nos
87 | 1.18) Liasioning LS rate for commercial connection upto 100 Mtr in gasified area | item87 | 200 | No | 7161.52 |  |  | Excess(+) | 1 | Full Conversion | INR | [40 empty] | 1690118.72 | 1690118.72 | #VALUE! | 4 | Construction of chamber for 100mm sluice plates | item5 | 10 | Nos
88 | The contractor shall pay the lumsum liasioning charges for executions of commercial connection having MDPE laying of less than Or up to 100 meters. Liasioning rate will get to contractors only after successful laying, testing/commissioning shown by the contractor to respective AIC. Lumpsum Liasioning will pay for, follow-up , day to day site co-ordination for permission/issues with all concerned authorities and boards viz PMC, PCMC, MIDC, PWD, RAILWAYS , NH, DEFENCE, LOCAL MUNICIPAL, PANCHAYAT, ELECTRICITY, REC, RES, SEWAGE WATER, DRINKING WATER, FOREST,OWNERS OF OFC,TRAFFIC,PRIVATE LAND OWNER, FIRE BRIGADE , LAW & ORDER,SHOP KEEPERS ETC. | item88 | [52 empty] | 1.01 | Supplying, Conveying and fixing spls. Including eart | item1 | 123.223 | Nos
89 | 1.19)Lumpsum Liasoning Rate upto 100 Mtrs for execution of Industrial Connections | item89 | 100 | No | 11458.43 |  |  | Excess(+) | 1 | Full Conversion | INR | [40 empty] | 1352094.74 | 1352094.74 | #VALUE! | 1.02 | Construction of chamber for 100mm sluice plates | item2 | 213 | Nos
90 | The contractor shall pay the lumsum liasioning charges for executions of industrial projects having MDPE laying of less than Or up to 100 meters. Liasioning rate will get to contractors only after successful laying, testing/commissioning shown by the contractor to respective AIC. Lumsum Liasioning will pay for, follow-up , day to day site co-ordination for permission/issues with all concerned authorities and boards viz PMC, PCMC, MIDC, PWD, RAILWAYS , NH, DEFENCE, LOCAL MUNICIPAL, PANCHAYAT, ELECTRICITY, REC, RES, SEWAGE WATER, DRINKING WATER, FOREST,OWNERS OF OFC,TRAFFIC,PRIVATE LAND OWNER, FIRE BRIGADE , LAW & ORDER,SHOP KEEPERS ETC. | item90 | [52 empty] | 1.01 | Supplying, Conveying and fixing spls. Including eart | item1 | 123.223 | Nos
91 | 1.20) Last Mile Connectivity for Industrial Customer where MRS installation has been done 1) Start to End MDPE Connectivity. 2) MRS Foundation White washing/Painting | item91 | 10 | No | 11458.43 |  |  | Excess(+) | 1 | Full Conversion | INR | [40 empty] | 135209.47 | 135209.47 | #VALUE! | 3 | Supplying, Conveying and fixing spls. Including ea | item4 | 10 | Nos
92 | 1) The contractor shall pay last mile connectivity (LMC) charges only after successful testing, commissioning of MDPE network, commissioning of MRS, installation of root /plate markers, completion of allied activities & submission of the related documents to AIC/EIC. 2) The contractor shall paint (double coat) the MRS foundation by Oil Paint / exterior paint as directed by AIC/EIC | item92 | [52 empty] | 3 | Supplying, Conveying and fixing spls. Including ea | item4 | 10 | Nos
93 | 1.21) Last Mile Connectivity for Industrial Customer where Non-domestic meter installation is done 1) Start to End MDPE Connectivity. 2) Foundation White washing/Painting | item93 | 10 | No | 7161.52 |  |  | Excess(+) | 1 | Full Conversion | INR | [40 empty] | 84505.94 | 84505.94 | #VALUE! | 1.01 | Supplying, Conveying and fixing spls. Including eart | item1 | 123.223 | Nos
94 | 1) The contractor shall pay last mile connectivity (LMC) charges only after successful testing, commissioning of MDPE network, commissioning of Non-Domestic Meters, installation of root /plate markers, completion of allied activities & submission of the related documents to AIC/EIC. 2) The contractor shall paint (double coat) Non-Domestic Meters foundation/wall, supports by Oil Paint / exterior paint as directed by AIC/EIC. | item94 | [52 empty] | 3 | Supplying, Conveying and fixing spls. Including ea | item4 | 10 | Nos
95 | 1.22) Painting of Old Entire MRS (Includes Internal Piping , Body etc) - Spray Painting | item95 | [52 empty] | 1.02 | Construction of chamber for 100mm sluice plates | item2 | 213 | Nos
96 | 1.22 a:Upto 500 SCMH | item96 | 10 | No | 4557.33 |  |  | Excess(+) | 1 | Full Conversion | INR | [40 empty] | 53776.49 | 53776.49 | #VALUE! | 1.02 | Construction of chamber for 100mm sluice plates | item2 | 213 | Nos
97 | 1.22 b:Above 500 SCMH | item97 | 10 | No | 7291.73 |  |  | Excess(+) | 1 | Full Conversion | INR | [40 empty] | 86042.41 | 86042.41 | #VALUE! | 1 | Construction of chamber for 100mm sluices valve | item1 | 10 | 1 Nos
98 | As per the directives of AIC/EIC, Old MRS will be painted by spray painting machine which includers cleaning of MRS, Paint, Thinner, Spray Painting machine, gun, labour, supervisors & allied materials. Colour codes will inform by AIC/EIC. Painting includes complete MRS body (internally & externally), internal piping’s, supports etc. painting with double coat oil paint recommended by AIC/EIC. Also, contractor has to change the MRS glass/fibre sheet along with packing, minor repairs of body as directed by AIC/EIC. Rubber packing to pipeline, insulation to U-clamps etc. | item98 | [52 empty] | 1.01 | Supplying, Conveying and fixing spls. Including eart | item1 | 123.223 | Nos
99 | 1.23) Painting of Old Entire MRS (Includes Internal Piping , Body etc) - Manual Painting (Brush,Roller etc) | item99 | [52 empty] | 1.02 | Construction of chamber for 100mm sluice plates | item2 | 213 | Nos
100 | 1.23 a: Upto 500 SCMH | item100 | 10 | No | 2734.4 |  |  | Excess(+) | 1 | Full Conversion | INR | [40 empty] | 32265.92 | 32265.92 | #VALUE! | 2 | Construction of chamber for 100mm sluices valve | item3 | 10 | Nos
101 | 1.23 b: Above 500 SMH | item101 | 10 | No | 4557.33 |  |  | Excess(+) | 1 | Full Conversion | INR | [40 empty] | 53776.49 | 53776.49 | #VALUE! | 1.02 | Construction of chamber for 100mm sluice plates | item2 | 213 | Nos
102 | As per the directives of AIC/EIC, Old MRS will be painted by manual painting (brush, Roller etc) which includers cleaning of MRS, Paint, Thinner, labour, supervisors & allied materials. Colour codes will inform by AIC/EIC. Painting includes complete MRS body (internally & externally), internal piping’s, supports etc. painting with double coat oil paint recommended by AIC/EIC. Also, contractor has to change the MRS glass/fibre sheet along with packing, minor repairs of body as directed by AIC/EIC. Rubber packing to pipeline, insulation to U-clamps etc. | item102 | [52 empty] | 1.01 | Supplying, Conveying and fixing spls. Including eart | item1 | 123.223 | Nos
103 | 1.24 a: HDD Laying(Dia.63,Dia.90 and Dia.125)in Soft soil surface | item103 | 6497.88 | Mtr | 1960.35 |  |  | Excess(+) | 1 | Full Conversion | INR | [40 empty] | 15030980.49 | 15030980.49 | #VALUE!
104 | MDPE Pipe laying in soft soil/murum,using HDD Technicque- Scope of works includes- i) All the fittings in the scope of vendor ii)All types of required survey i.e.Utility survey,GPR Survey,Route Survey & any other survey as required iii) Arrangement of water iv) Excavation for entry & exit pit& acces forpalcement of HDD Machine v) Bentonite & polymer mixing & disposal of used material i.e.water,debris & other material from site. vi) HDD Machine transportation. vii) Liasioning,Laying,Testing with all joints,commissioning of the entire laid pipeline. viii) Submission of all documents,TC, as built drawings.Any other activity which needs to be done for completion of pipeline laying works. ix) Rectification of damaged utilities on immediate basis. | item104 | [52 empty] | 1.02 | Construction of chamber for 100mm sluice plates | item2 | 213 | Nos
105 | 1.24 b:HDD Laying(Dia.63,Dia.90 and Dia.125)in Hard soil surface | item105 | 3248.94 | Mtr | 7701.98 |  |  | Excess(+) | 1 | Full Conversion | INR | [40 empty] | 29527459.66 | 29527459.66 | #VALUE! | 3 | Supplying, Conveying and fixing spls. Including ea | item4 | 10 | Nos
106 | MDPE Pipe laying in Hard soil,using HDD Technicque- Scope of works includes- i) All the fittings in the scope of vendor ii)All types of required survey i.e.Utility survey,GPR Survey,Route Survey & any other survey as required iii) Arrangement of water iv) Excavation for entry & exit pit& acces forpalcement of HDD Machine v) Bentonite & polymer mixing & disposal of used material i.e.water,debris & other material from site. vi) HDD Machine transportation. vii) Liasioning,Laying,Testing with all joints,commissioning of the entire laid pipeline. viii) Submission of all documents,TC, as built drawings.Any other activity which needs to be done for completion of pipeline laying works. ix) Rectification of damaged utilities on immediate basis. | item106 | [52 empty] | 1.01 | Supplying, Conveying and fixing spls. Including eart | item1 | 123.223 | Nos
107 | 2.1) Installation of GI threaded Service Pipe Excluding supply of all GI pipes, Isolation and appliance valves (as free issue items) but, Including supply of all GI fittings like Elbows, Tees, unions, sockets, reducers, GI plugs etc. as required to complete the job. (Particular job specification.) | item107 | [52 empty] | 4 | Construction of chamber for 100mm sluice plates | item5 | 10 | Nos
108 | "Receiving and taking-over" as defined in the specification, handling, loading, transportation and unloading of Owner supplied GI pipes of all sizes, Isolation and appliance valves (as free issue items) from Owner's designated place(s) of issue to Contractor's own stock-yard(s)/ Work Shop(s)/ work-site(s) including proper storing, stacking, identification, providing security & insurance cover , including supply of GI fittings/accessories of all sizes & thickness like Elbows, Tees, unions, sockets, reducers, GI plugs etc., installation of GI line (alongwith installation of required accessories as mentioned above) of following sizes, including fabrication with supply of all materials (except Owner supplied materials), | item108 | [52 empty] | 1.01 | Supplying, Conveying and fixing spls. Including eart | item1 | 123.223 | Nos
109 | consumables, labour and other incidental works and handing over the same after return of the surplus pipes to the Owner's designated store; carrying out all temporary, ancillary, auxiliary works required to make the GI line ready for commissioning as per drawings, specifications, scope of work indicated in PJS and other provisions of Contract document and instructions of Engineer-in-charge, including but not limited to carrying out the following works: | item109 | [52 empty] | 1.02 | Construction of chamber for 100mm sluice plates | item2 | 213 | Nos
110 | Preparation and approval of schedules, execution procedures, sketches. Finalisation of optimum route with consent of customer, from transition fitting to cooking oven/ appliance. Making temporary but stable platforms/ scaffolding/ rope ladders and all other safety devices. Installation of GI Pipes & Fittings, Valves etc. including NPT threading, painting as specified (installation of meters & regulators forms a separate SOR item). Supply & Fixing of approved clamps, Dowell Plugs with screws, grout material, suitable thread sealant i.e. Teflon Tape/ lock tight, drilling of holes through tiles/ wood/ marble/ Granite etc. jointing of PE to above Ground service GI pipes, testing, purging with Nitrogen and commissioning of the complete installation as per specification. | item110 | [52 empty] | 2 | Construction of chamber for 100mm sluices valve | item3 | 10 | Nos
111 | Painting of pipe & fittings after proper surface finish by one coat of approved primer paint and two coats of approved synthetic enamel paint complete as per specification & direction of EIC. Restoring the wall surface to original condition. All above activities to be carried out as per specification to the complete satisfaction of consumer & as desired by Engineer-in-charge. | item111 | [52 empty] | 1.01 | Supplying, Conveying and fixing spls. Including eart | item1 | 123.223 | Nos
112 | Handing over the completed works to MNGL for their operation/ use, returning of all free issue surplus material to MNGL stores, reconciliation of free issue material area wise and obtaining "no objection certificate" from MNGL/ Consultant. | item112 | [52 empty] | 1.02 | Construction of chamber for 100mm sluice plates | item2 | 213 | Nos
113 | Any other activity(such as drilling holes of all size & glass cutting, installation of regulator"4bar-21mbar" in the riser and two MCV in lateral for each house are included in this rate) not mentioned/ covered, explicitly above, but otherwise required for satisfactory completion/ safety/ statutory/ maintenance of works shall also be covered under scope of work and has to be completed by contractor within specified schedule.Liasioning and Follow-up for permission with all the concerned customer, society member etc. is the scope Contractor. | item113 | [52 empty] | 3 | Supplying, Conveying and fixing spls. Including ea | item4 | 10 | Nos
114 | 2.1 a:Laying of ½” GI pipe- All floors | item114 | 505192 | Mtr | 229.52 |  |  | Excess(+) | 1 | Full Conversion | INR | [40 empty] | 136822968.05 | 136822968.05 | #VALUE! | 4 | Construction of chamber for 100mm sluice plates | item5 | 10 | Nos
115 | 2.1 b:Laying of ¾” GI pipe- All floors | item115 | 5051.92 | Mtr | 252.38 |  |  | Excess(+) | 1 | Full Conversion | INR | [40 empty] | 1504504.21 | 1504504.21 | #VALUE! | 1.02 | Construction of chamber for 100mm sluice plates | item2 | 213 | Nos
116 | 2.1 c:Laying of 1” GI pipe- All floors | item116 | 5051.92 | Mtr | 302.58 |  |  | Excess(+) | 1 | Full Conversion | INR | [40 empty] | 1803759.75 | 1803759.75 | #VALUE! | 2 | Construction of chamber for 100mm sluices valve | item3 | 10 | Nos
117 | 2.20) Installation of GI welded Pipe | item117 | [52 empty] | 3 | Supplying, Conveying and fixing spls. Including ea | item4 | 10 | Nos
118 | 2.20) Installation of GI welded Pipe Excluding supply of all GI pipes, Isolation and appliance valves (as free issue items) but, Including supply of all forged fittings like Elbows, Tees, unions, sockets, reducers, GI plugs etc. as required to complete the job. (Particular job specification.) | item118 | [52 empty] | 1.01 | Supplying, Conveying and fixing spls. Including eart | item1 | 123.223 | Nos
119 | "Receiving and taking-over" as defined in the specification, handling, loading, transportation and unloading of Owner supplied GI pipes of all sizes, Isolation and appliance valves (as free issue items) from Owner's designated place(s) of issue to Contractor's own stock-yard(s)/ Work Shop(s)/ work-site(s) including proper storing, stacking, identification, providing security & insurance cover, including supply of forged fittings/accessories of all sizes & thickness like Elbows, Tees, unions, sockets, reducers, GI plugs etc., installation of GI line (alongwith installation of required accessories as mentioned above) of following sizes, including fabrication with supply of all materials (except Owner supplied materials), | item119 | [52 empty] | 3 | Supplying, Conveying and fixing spls. Including ea | item4 | 10 | Nos
120 | consumables, labour and other incidental works and handing over the same after return of the surplus pipes to the Owner's designated store; carrying out all temporary, ancillary, auxiliary works required to make the GI line ready for commissioning as per drawings, specifications, scope of work indicated in PJS and other provisions of Contract document and instructions of Engineer-in-charge, including but not limited to carrying out the following works: | item120 | [52 empty] | 4 | Construction of chamber for 100mm sluice plates | item5 | 10 | Nos
121 | Preparation and approval of schedules, execution procedures, sketches. Finalisation of optimum route with consent of customer, from transition fitting to cooking oven/ appliance. Making temporary but stable platforms/ scaffolding/ rope ladders and all other safety devices. Installation of GI Pipes & forged Fittings, Valves etc. including NPT threading, painting as specified (installation of meters & regulators forms a separate SOR item). Supply & Fixing of approved clamps, Dowell Plugs with screws, grout material, suitable thread sealant i.e. Teflon Tape/ lock tight, drilling of holes through tiles/ wood/ marble/ Granite/glass etc. jointing of PE to above Ground service GI pipes, testing, purging with Nitrogen and commissioning of the complete installation as per specification. | item121 | [52 empty] | 1.02 | Construction of chamber for 100mm sluice plates | item2 | 213 | Nos
122 | Painting of pipe & fittings after proper surface finish by one coat of approved primer paint and two coats of approved synthetic enamel paint complete as per specification & direction of EIC. Restoring the wall surface to original condition. All above activities to be carried out as per specification to the complete satisfaction of consumer & as desired by Engineer-in-charge. | item122 | [52 empty] | 1.02 | Construction of chamber for 100mm sluice plates | item2 | 213 | Nos
123 | Handing over the completed works to MNGL for their operation/ use, returning of all free issue surplus material to MNGL stores, reconciliation of free issue material area wise and obtaining "no objection certificate" from MNGL/ Consultant. | item123 | [52 empty] | 3 | Supplying, Conveying and fixing spls. Including ea | item4 | 10 | Nos
124 | Any other activity(like drilling holes of all size, glass cutting etc and installation of regulator "4bar-21mbar" in the riser and two MCV in lateral for each house are included in this rate) not mentioned/ covered, explicitly above, but otherwise required for satisfactory completion/ safety/ statutory/ maintenance of works shall also be covered under scope of work and has to be completed by contractor within specified schedule.Liasioning and Follow-up for permission with all the concerned customer, society member etc. is the scope of Contractor. | item124 | [52 empty] | 1.01 | Supplying, Conveying and fixing spls. Including eart | item1 | 123.223 | Nos
125 | 2.2 a: Laying of ½” GI pipe- All floors | item125 | 108298 | Meter | 271.03 |  |  | Excess(+) | 1 | Full Conversion | INR | [40 empty] | 34635368.19 | 34635368.19 | #VALUE! | 1.02 | Construction of chamber for 100mm sluice plates | item2 | 213 | Nos
126 | 2.2 b: Laying of ¾” GI pipe- All floors | item126 | 10829.8 | Meter | 352.76 |  |  | Excess(+) | 1 | Full Conversion | INR | [40 empty] | 4507977.89 | 4507977.89 | #VALUE! | 3 | Supplying, Conveying and fixing spls. Including ea | item4 | 10 | Nos
127 | 2.2 c: Laying of 1” GI pipe- All floors | item127 | 10829.8 | Meter | 417.42 |  |  | Excess(+) | 1 | Full Conversion | INR | [40 empty] | 5334278.64 | 5334278.64 | #VALUE! | 4 | Construction of chamber for 100mm sluice plates | item5 | 10 | Nos
128 | 2.2 d: Laying of 1.5" & 2" GI pipe- All floors | item128 | 5414.9 | Meter | 642.02 |  |  | Excess(+) | 1 | Full Conversion | INR | [40 empty] | 4102239.44 | 4102239.44 | #VALUE! | 1.02 | Construction of chamber for 100mm sluice plates | item2 | 213 | Nos
129 | 2.3 a: Installation of domestic meter, regulator, Cu-GI Pipe and conversion of appliance | item129 | 36000 | No | 1756.28 |  |  | Excess(+) | 1 | Full Conversion | INR | [40 empty] | 74606774.4 | 74606774.4 | #VALUE! | 1.02 | Construction of chamber for 100mm sluice plates | item2 | 213 | Nos
130 | Installation of domestic meter, regulator, Cu Pipe and conversion of appliance: "Receiving and taking-over" as defined in the specification, handling, loading, transportation and unloading of Owner supplied Copper pipes & supply of necessary copper fittings (like elbow, coupler, tee etc) required for installation of copper tubing as per Technical Specification and satisfaction of EIC. The copper fittings shall be procured from vendors who have supplied these items for similar application earlier and with prior approved of Client / Consultant. | item130 | [52 empty] | 3 | Supplying, Conveying and fixing spls. Including ea | item4 | 10 | Nos
131 | Copper service pipe shall be installed (rate of drilling holes/glass cutting of all size are included in the rate) from the downstream of meter upto the isolation valve before the customers' appliance as per MNGL's Drawing to the satisfaction of EIC. The Contractor to provide all equipment, tools and material necessary to execute the work in an efficient manner by cutting, cleaning, flux application, soldering and lacquering. The work includes supply of all tools, tackles and consumables including clamps for fixing the tubes. | item131 | [52 empty] | 1.01 | Supplying, Conveying and fixing spls. Including eart | item1 | 123.223 | Nos
132 | 12.0 mm OD x 0.6 mm wall thickness, | item132 | [52 empty] | 1.02 | Construction of chamber for 100mm sluice plates | item2 | 213 | Nos
133 | Installation of Domestic Meter: Installation & Fixing of meters with associated inlet and outlet connections/ fittings, valves approved meter brackets and other supports by proper scaffolding/ grouting, Restoring the area to original condition as per specification. | item133 | [52 empty] | 3 | Supplying, Conveying and fixing spls. Including ea | item4 | 10 | Nos
134 | Installation of domestic Regulator : Installation & Fixing of Domestic regulator with associated inlet and outlet connections/ fittings, purging valves approved regulator brackets and other supports by proper scaffolding/ grouting, Restoring the area to original condition as per specification. | item134 | [52 empty] | 4 | Construction of chamber for 100mm sluice plates | item5 | 10 | Nos
135 | Conversion of all types of LPG kitchen appliances to NG based appliances. Supply & changing of nozzles/ jets/grill/oven and associated controls for domestic & imported appliances with proper tools & tackles. Supply and installation of Steel Braided Hose (Suraksha make or Equivalent with ISI mark) between Appliance Valve and the Appliance, wherever required as per the instructions of the Engineer-In-Charge. | item135 | [52 empty] | 1.01 | Supplying, Conveying and fixing spls. Including eart | item1 | 123.223 | Nos
136 | Cleaning and performing minor maintenance, greasing etc. of domestic appliance, testing/ showing performance to the customer ,signing of joint meter records (JMR) & uploded in system and instructing customer on use & safety norms, complete as per specifications & to satisfaction of customer/Engineer-in-charge | item136 | [52 empty] | 1.02 | Construction of chamber for 100mm sluice plates | item2 | 213 | Nos
137 | 2.3 b:Conversion(Testing of already installed meter cu and conversion) | item137 | 3600 | Nos | 253.37 |  |  | Excess(+) | 1 | Full Conversion | INR | [40 empty] | 1076315.76 | 1076315.76 | #VALUE! | 2 | Construction of chamber for 100mm sluices valve | item3 | 10 | Nos
138 | This SOR includes testing of already installed meter and conversion with rubber tube. | item138 | [52 empty] | 3 | Supplying, Conveying and fixing spls. Including ea | item4 | 10 | Nos
139 | Conversion of all types of LPG kitchen appliances to NG based appliances. Supply & changing of nozzles/ jets/grill/oven and associated controls for domestic & imported appliances with proper tools & tackles. Supply and installation of Steel Braided Hose (Suraksha make or Equivalent with ISI mark) between Appliance Valve and the Appliance, wherever required as per the instructions of the Engineer-In-Charge. | item139 | [52 empty] | 1.01 | Supplying, Conveying and fixing spls. Including eart | item1 | 123.223 | Nos
140 | Cleaning and performing minor maintenance, greasing etc. of domestic appliance, testing/ showing performance to the customer ,signing of joint meter records (JMR) & uploded in system and instructing customer on use & safety norms, complete as per specifications & to satisfaction of customer/Engineer-in-charge | item140 | [52 empty] | 1.02 | Construction of chamber for 100mm sluice plates | item2 | 213 | Nos
141 | 2.4) Installation of non domestic Meter | item141 | 200 | Nos | 2339.31 |  |  | Excess(+) | 1 | Full Conversion | INR | [40 empty] | 552077.16 | 552077.16 | #VALUE! | 3 | Supplying, Conveying and fixing spls. Including ea | item4 | 10 | Nos
142 | Installation of non domestic Meter: Installation & Fixing of meters with associated inlet and outlet connections/ fittings, valves approved meter brackets and other supports by proper scaffolding/ grouting, Restoring the area to original condition as per specification. | item142 | [52 empty] | 1.02 | Construction of chamber for 100mm sluice plates | item2 | 213 | Nos
143 | 2.5) Installation of non domestic Regulator | item143 | 200 | Nos | 1258.61 |  |  | Excess(+) | 1 | Full Conversion | INR | [40 empty] | 297031.96 | 297031.96 | #VALUE! | 3 | Supplying, Conveying and fixing spls. Including ea | item4 | 10 | Nos
144 | Installation of non domestic Regulator : Installation & Fixing of Service/Commercial/Domestic regulator with associated inlet and outlet connections/ fittings, purging valves approved regulator brackets and other supports by proper scaffolding/ grouting, Restoring the area to original condition as per specification. | item144 | [52 empty] | 1.01 | Supplying, Conveying and fixing spls. Including eart | item1 | 123.223 | Nos
145 | 2.6) Testing, commissioning and painting of already laid GI pipe (Threaded and welded) Natural gas pipeline upto 2 " without supply of fitting. | item145 | [52 empty] | 1.02 | Construction of chamber for 100mm sluice plates | item2 | 213 | Nos
146 | Testing & Commissioning of already laid GI pipe: Excluding supply of all GI pipes, Isolation and appliance valves (as free issue items) but, Including supply of all GI fittings like Elbows, Tees, unions, sockets, reducers, GI plugs etc. as required to complete the job. (Particular job specification.) | item146 | [52 empty] | 3 | Supplying, Conveying and fixing spls. Including ea | item4 | 10 | Nos
147 | Jointing of PE to above Ground service GI pipes, testing, purging with Nitrogen and commissioning of the complete installation as per specification. Painting of fittings after proper surface finish by one coat of approved primer paint and two coats of approved synthetic enamel paint complete as per specification & direction of EIC. Restoring the wall surface to original condition. All above activities to be carried out as per specification to the complete satisfaction of consumer & as desired by Engineer-in-charge. | item147 | [52 empty] | 4 | Construction of chamber for 100mm sluice plates | item5 | 10 | Nos
148 | Painting of already laid GI pipe: Painting of pipe & fittings after proper surface finish by one coat of approved primer paint and two coats of approved synthetic enamel paint complete as per specification & direction of EIC. Restoring the wall surface to original condition. All above activities to be carried out as per specification to the complete satisfaction of consumer & as desired by Engineer-in-charge. | item148 | [52 empty] | 1.02 | Construction of chamber for 100mm sluice plates | item2 | 213 | Nos
149 | 2.6 a: GI Pipe testing,commissioning and painting of all sizes | item149 | 1000 | Mtr | 39.59 |  |  | Excess(+) | 1 | Full Conversion | INR | [40 empty] | 46716.2 | 46716.2 | #VALUE! | 1.02 | Construction of chamber for 100mm sluice plates | item2 | 213 | Nos
150 | 3) GI-Cu rectification work 3.1) Dismantaling & Installation of GI service pipe with supply of all the required fittings (Forged fittings for welded work and GI threaded fittings for GI work) | item150 | [52 empty] | 3 | Supplying, Conveying and fixing spls. Including ea | item4 | 10 | Nos
151 | Dismantling of GI welded/threaded pipe laid by another contractor & installation of new GI welded / threaded pipe,Excluding supply of all GI pipes, Isolation and appliance valves (as free issue items) but, Including supply of all GI / forged fittings like Elbows, Tees, unions, sockets, reducers, GI plugs etc. as required to complete the job. (Particular job specification.) | item151 | [52 empty] | 1.01 | Supplying, Conveying and fixing spls. Including eart | item1 | 123.223 | Nos
152 | "Receiving and taking-over" as defined in the specification, handling, loading, transportation and unloading of Owner supplied GI pipes of all sizes, Isolation and appliance valves (as free issue items) from Owner's designated place(s) of issue to Contractor's own stock-yard(s)/ Work Shop(s)/ work-site(s) including proper storing, stacking, identification, providing security & insurance cover, including supply of GI/forged fittings/accessories of all sizes & thickness like Elbows, Tees, unions, sockets, reducers, GI plugs etc., installation of GI line (alongwith installation of required accessories as mentioned above) of following sizes, including fabrication with supply of all materials (except Owner supplied materials), | item152 | [52 empty] | 1.02 | Construction of chamber for 100mm sluice plates | item2 | 213 | Nos
153 | consumables, labour and other incidental works and handing over the same after return of the surplus pipes to the Owner's designated store; carrying out all temporary, ancillary, auxiliary works required to make the GI line ready for commissioning as per drawings, specifications, scope of work indicated in PJS and other provisions of Contract document and instructions of Engineer-in-charge, including but not limited to carrying out the following works: | item153 | [52 empty] | 3 | Supplying, Conveying and fixing spls. Including ea | item4 | 10 | Nos
154 | Preparation and approval of schedules, execution procedures, sketches. Finalisation of optimum route with consent of customer, from transition fitting to cooking oven/ appliance. Making temporary but stable platforms/ scaffolding/ rope ladders and all other safety devices. Installation of GI Pipes & forged/GI threaded Fittings, Valves etc. including NPT threading, painting as specified (installation of meters & regulators forms a separate SOR item). Supply & Fixing of approved clamps, electrodes for welding of Pipes, Dowell Plugs with screws, grout material, suitable thread sealant i.e. Teflon Tape/ lock tight, drilling of holes through tiles/ wood/ marble/ Granite/glass etc. jointing of PE to above Ground service GI pipes, testing, purging with Nitrogen and commissioning of the complete installation as per specification. | item154 | [52 empty] | 1.01 | Supplying, Conveying and fixing spls. Including eart | item1 | 123.223 | Nos
155 | Painting of pipe & fittings after proper surface finish by one coat of approved primer paint and two coats of approved synthetic enamel paint complete as per specification & direction of EIC. Restoring the wall surface to original condition. All above activities to be carried out as per specification to the complete satisfaction of consumer & as desired by Engineer-in-charge. | item155 | [52 empty] | 1.02 | Construction of chamber for 100mm sluice plates | item2 | 213 | Nos
156 | Handing over the completed works to MNGL for their operation/ use, returning of all free issue surplus material to MNGL stores, reconciliation of free issue material area wise and obtaining "no objection certificate" from MNGL/ Consultant. | item156 | [52 empty] | 3 | Supplying, Conveying and fixing spls. Including ea | item4 | 10 | Nos
157 | Any other activity (like drilling holes of all size, glass cutting etc and installation of regulator "4bar-21mbar" in the riser and two MCV in lateral for each house are included in this rate) not mentioned/ covered, explicitly above, but otherwise required for satisfactory completion/ safety/ statutory/ maintenance of works shall also be covered under scope of work and has to be completed by contractor within specified schedule.Liasioning and Follow-up for permission with all the concerned customer, society member etc. is the scope of Contractor. | item157 | [52 empty] | 3 | Supplying, Conveying and fixing spls. Including ea | item4 | 10 | Nos
158 | 3.1: Dismantling & Installation of GI pipe uo to 2" size - All floors | item158 | 1000 | Mtr | 306.59 |  |  | Excess(+) | 1 | Full Conversion | INR | [40 empty] | 361776.2 | 361776.2 | #VALUE! | 1.02 | Construction of chamber for 100mm sluice plates | item2 | 213 | Nos
159 | 3.2) Dismantaling & Installation, Testing and Commissioning of Copper Service Pipes and Domestic Meter, regulator without supply of fittings. | item159 | [52 empty] | 1.02 | Construction of chamber for 100mm sluice plates | item2 | 213 | Nos
160 | Dismantling & Installation of Cu pipe: Dismantling of copper pipe laid by another contractor (or existing) & installation of new copper pipe,"Receiving and taking-over" as defined in the specification, handling, loading, transportation and unloading of Owner supplied Copper pipes & supply of necessary fittings (is under SOR 3.3) required for installation of copper tubing as per Technical Specification and satisfaction of EIC. The copper fittings shall be procured from vendors who have supplied these items for similar application earlier and with prior approved of Client / Consultant. | item160 | [52 empty] | 2 | Construction of chamber for 100mm sluices valve | item3 | 10 | Nos
161 | Copper service pipe shall be installed (rate of drilling holes of all size are included in the rate) from the downstream of meter upto the isolation valve before the customers' appliance as per MNGL's Drawing to the satisfaction of EIC. The Contractor to provide all equipment, tools and material necessary to execute the work in an efficient manner by cutting, cleaning, flux application, soldering and lacquering. The work includes supply of all tools, tackles and consumables including clamps for fixing the tubes. | item161 | [52 empty] | 3 | Supplying, Conveying and fixing spls. Including ea | item4 | 10 | Nos
162 | 12.0 mm OD x 0.6 mm wall thickness, | item162 | [52 empty] | 1.01 | Supplying, Conveying and fixing spls. Including eart | item1 | 123.223 | Nos
163 | 3.2 a: Dismantling & Installation of Cu pipe. | item163 | 500 | Mtr | 271.86 |  |  | Excess(+) | 1 | Full Conversion | INR | [40 empty] | 160397.4 | 160397.4 | #VALUE! | 1.02 | Construction of chamber for 100mm sluice plates | item2 | 213 | Nos
164 | 3.2 b: Dismantling & Installation of Domestic Meter: Dismantling of Domestic Meter installed by another contractor (or existing) & installation of new Domestic Meter: Installation & Fixing of meters with associated inlet and outlet connections/ fittings, valves approved meter brackets and other supports by proper scaffolding/ grouting, Restoring the area to original condition as per specification. | item164 | 100 | No | 71.05 |  |  | Excess(+) | 1 | Full Conversion | INR | [40 empty] | 8383.9 | 8383.9 | #VALUE! | 1.02 | Construction of chamber for 100mm sluice plates | item2 | 213 | Nos
165 | 3.2 c: Dismantling & Installation of Domestic Regulator: Dismantling of Domestic Regulater & installation of new Domestic Regulator : Installation & Fixing of Domestic regulator with associated inlet and outlet connections/ fittings, purging valves approved regulator brackets and other supports by proper scaffolding/ grouting, Restoring the area to original condition as per specification. supply of necessary fittings comes under SOR 3.3 | item165 | 100 | No | 35.53 |  |  | Excess(+) | 1 | Full Conversion | INR | [40 empty] | 4192.54 | 4192.54 | #VALUE! | 2 | Construction of chamber for 100mm sluices valve | item3 | 10 | Nos
166 | 3.3) Supply & installation of fittings and other material etc. This SOR covers covers the supply of the fitting and its installation. Contractor has to supply the required tools, associated material and labour or what ever is required to complete the job or as instructed by EIC. This SOR will operate only for the part-3 "GI-Cu rectification work" of the SOR except SOR item No. 3.1 | item166 | [52 empty] | 3 | Supplying, Conveying and fixing spls. Including ea | item4 | 10 | Nos
167 | 3.3 a: Meter Bracket | item167 | 100 | No | 61.28 |  |  | Excess(+) | 1 | Full Conversion | INR | [40 empty] | 7231.04 | 7231.04 | #VALUE! | 1.01 | Supplying, Conveying and fixing spls. Including eart | item1 | 123.223 | Nos
168 | 3.3 b:PVC sleeve up to 2" (length 12") | item168 | 100 | No | 30.34 |  |  | Excess(+) | 1 | Full Conversion | INR | [40 empty] | 3580.12 | 3580.12 | #VALUE! | 1.02 | Construction of chamber for 100mm sluice plates | item2 | 213 | Nos
169 | 3.3 c:clamping the GI pipe up to 2" | item169 | 100 | No | 30.34 |  |  | Excess(+) | 1 | Full Conversion | INR | [40 empty] | 3580.12 | 3580.12 | #VALUE! | 1.01 | Supplying, Conveying and fixing spls. Including eart | item1 | 123.223 | Nos
170 | 3.3 d:clamping the Cu pipe up to 12mm | item170 | 100 | No | 4.48 |  |  | Excess(+) | 1 | Full Conversion | INR | [40 empty] | 528.64 | 528.64 | #VALUE! | 1.02 | Construction of chamber for 100mm sluice plates | item2 | 213 | Nos
171 | 3.3 e:Brass fitting | item171 | 100 | No | 122.55 |  |  | Excess(+) | 1 | Full Conversion | INR | [40 empty] | 14460.9 | 14460.9 | #VALUE!
172 | 3.3 f :GI threaded fitting 1/2" | item172 | 100 | No | 25.77 |  |  | Excess(+) | 1 | Full Conversion | INR | [40 empty] | 3040.86 | 3040.86 | #VALUE! | 1.02 | Construction of chamber for 100mm sluice plates | item2 | 213 | Nos
173 | 3.3 g:GI threaded fitting 3/4" | item173 | 100 | No | 42.42 |  |  | Excess(+) | 1 | Full Conversion | INR | [40 empty] | 5005.56 | 5005.56 | #VALUE! | 3 | Supplying, Conveying and fixing spls. Including ea | item4 | 10 | Nos
174 | 3.3 h:GI threaded fitting 1" | item174 | 100 | No | 71.07 |  |  | Excess(+) | 1 | Full Conversion | INR | [40 empty] | 8386.26 | 8386.26 | #VALUE! | 1.01 | Supplying, Conveying and fixing spls. Including eart | item1 | 123.223 | Nos
175 | 3.3 i: GI forged fitting 1/2" | item175 | 100 | No | 60.47 |  |  | Excess(+) | 1 | Full Conversion | INR | [40 empty] | 7135.46 | 7135.46 | #VALUE! | 3 | Supplying, Conveying and fixing spls. Including ea | item4 | 10 | Nos
176 | 3.3 j: GI forged fitting 3/4" | item176 | 100 | No | 86.41 |  |  | Excess(+) | 1 | Full Conversion | INR | [40 empty] | 10196.38 | 10196.38 | #VALUE! | 4 | Construction of chamber for 100mm sluice plates | item5 | 10 | Nos
177 | 3.3 k:GI forged fitting 1",1.5" & 2" | item177 | 100 | No | 354.57 |  |  | Excess(+) | 1 | Full Conversion | INR | [40 empty] | 41839.26 | 41839.26 | #VALUE! | 1.01 | Supplying, Conveying and fixing spls. Including eart | item1 | 123.223 | Nos
178 | 3.3 l:Cu fitting up to 12mm | item178 | 100 | No | 36.22 |  |  | Excess(+) | 1 | Full Conversion | INR | [40 empty] | 4273.96 | 4273.96 | #VALUE! | 1.02 | Construction of chamber for 100mm sluice plates | item2 | 213 | Nos
179 | 3.3 m:Transition fitting up to 1" | item179 | 100 | No | 337.01 |  |  | Excess(+) | 1 | Full Conversion | INR | [40 empty] | 39767.18 | 39767.18 | #VALUE! | 2 | Construction of chamber for 100mm sluices valve | item3 | 10 | Nos
180 | 3.4) Additional drilling of Holes of sizes 1/2" to 2" | item180 | [52 empty] | 1.01 | Supplying, Conveying and fixing spls. Including eart | item1 | 123.223 | Nos
181 | 3.4 a: Additional drilling of Holes of sizes 1/2" to 2" as per the requirement and instructions of EIC | item181 | 100 | Nos | 44.12 |  |  | Excess(+) | 1 | Full Conversion | INR | [40 empty] | 5206.16 | 5206.16 | #VALUE! | 1.02 | Construction of chamber for 100mm sluice plates | item2 | 213 | Nos
Total in Figures | [51 empty] | 831184666.92 | 831184666.92 | #VALUE! | 4 | Construction of chamber for 100mm sluice plates | item5 | 10 | Nos
Quoted Rate in Figures |  |  |  | Select | [47 empty] | 0 | 0 | #VALUE!
Quoted Rate in Words |  | #VALUE!
Note on K13: gepadmin: 1. If you choose "Full Conversion" then Column BA (AMOUNT) and Column BB (TAXES) BOTH values will be convert based on selected Currency in (Column L). 2. If you choose "Partial Conversion" then Column BA (AMOUNT) only will be converted based on selected currency (Column L) and Column BB (TAXES) value (INR) will be added to the converted values.
Note on K15: gepadmin: 1. If you choose "Full Conversion" then Column BA (AMOUNT) and Column BB (TAXES) BOTH values will be convert based on selected Currency in (Column L). 2. If you choose "Partial Conversion" then Column BA (AMOUNT) only will be converted based on selected currency (Column L) and Column BB (TAXES) value (INR) will be added to the converted values.
Note on K16: gepadmin: 1. If you choose "Full Conversion" then Column BA (AMOUNT) and Column BB (TAXES) BOTH values will be convert based on selected Currency in (Column L). 2. If you choose "Partial Conversion" then Column BA (AMOUNT) only will be converted based on selected currency (Column L) and Column BB (TAXES) value (INR) will be added to the converted values.
Note on K17: gepadmin: 1. If you choose "Full Conversion" then Column BA (AMOUNT) and Column BB (TAXES) BOTH values will be convert based on selected Currency in (Column L). 2. If you choose "Partial Conversion" then Column BA (AMOUNT) only will be converted based on selected currency (Column L) and Column BB (TAXES) value (INR) will be added to the converted values.
Note on K18: gepadmin: 1. If you choose "Full Conversion" then Column BA (AMOUNT) and Column BB (TAXES) BOTH values will be convert based on selected Currency in (Column L). 2. If you choose "Partial Conversion" then Column BA (AMOUNT) only will be converted based on selected currency (Column L) and Column BB (TAXES) value (INR) will be added to the converted values.
Note on K19: gepadmin: 1. If you choose "Full Conversion" then Column BA (AMOUNT) and Column BB (TAXES) BOTH values will be convert based on selected Currency in (Column L). 2. If you choose "Partial Conversion" then Column BA (AMOUNT) only will be converted based on selected currency (Column L) and Column BB (TAXES) value (INR) will be added to the converted values.
Note on K20: gepadmin: 1. If you choose "Full Conversion" then Column BA (AMOUNT) and Column BB (TAXES) BOTH values will be convert based on selected Currency in (Column L). 2. If you choose "Partial Conversion" then Column BA (AMOUNT) only will be converted based on selected currency (Column L) and Column BB (TAXES) value (INR) will be added to the converted values.
Note on K21: gepadmin: 1. If you choose "Full Conversion" then Column BA (AMOUNT) and Column BB (TAXES) BOTH values will be convert based on selected Currency in (Column L). 2. If you choose "Partial Conversion" then Column BA (AMOUNT) only will be converted based on selected currency (Column L) and Column BB (TAXES) value (INR) will be added to the converted values.
Note on K22: gepadmin: 1. If you choose "Full Conversion" then Column BA (AMOUNT) and Column BB (TAXES) BOTH values will be convert based on selected Currency in (Column L). 2. If you choose "Partial Conversion" then Column BA (AMOUNT) only will be converted based on selected currency (Column L) and Column BB (TAXES) value (INR) will be added to the converted values.
Note on K23: gepadmin: 1. If you choose "Full Conversion" then Column BA (AMOUNT) and Column BB (TAXES) BOTH values will be convert based on selected Currency in (Column L). 2. If you choose "Partial Conversion" then Column BA (AMOUNT) only will be converted based on selected currency (Column L) and Column BB (TAXES) value (INR) will be added to the converted values.
Note on K24: gepadmin: 1. If you choose "Full Conversion" then Column BA (AMOUNT) and Column BB (TAXES) BOTH values will be convert based on selected Currency in (Column L). 2. If you choose "Partial Conversion" then Column BA (AMOUNT) only will be converted based on selected currency (Column L) and Column BB (TAXES) value (INR) will be added to the converted values.
Note on K25: gepadmin: 1. If you choose "Full Conversion" then Column BA (AMOUNT) and Column BB (TAXES) BOTH values will be convert based on selected Currency in (Column L). 2. If you choose "Partial Conversion" then Column BA (AMOUNT) only will be converted based on selected currency (Column L) and Column BB (TAXES) value (INR) will be added to the converted values.
Note on K26: gepadmin: 1. If you choose "Full Conversion" then Column BA (AMOUNT) and Column BB (TAXES) BOTH values will be convert based on selected Currency in (Column L). 2. If you choose "Partial Conversion" then Column BA (AMOUNT) only will be converted based on selected currency (Column L) and Column BB (TAXES) value (INR) will be added to the converted values.
Note on K27: gepadmin: 1. If you choose "Full Conversion" then Column BA (AMOUNT) and Column BB (TAXES) BOTH values will be convert based on selected Currency in (Column L). 2. If you choose "Partial Conversion" then Column BA (AMOUNT) only will be converted based on selected currency (Column L) and Column BB (TAXES) value (INR) will be added to the converted values.
Note on K28: gepadmin: 1. If you choose "Full Conversion" then Column BA (AMOUNT) and Column BB (TAXES) BOTH values will be convert based on selected Currency in (Column L). 2. If you choose "Partial Conversion" then Column BA (AMOUNT) only will be converted based on selected currency (Column L) and Column BB (TAXES) value (INR) will be added to the converted values.
Note on K29: gepadmin: 1. If you choose "Full Conversion" then Column BA (AMOUNT) and Column BB (TAXES) BOTH values will be convert based on selected Currency in (Column L). 2. If you choose "Partial Conversion" then Column BA (AMOUNT) only will be converted based on selected currency (Column L) and Column BB (TAXES) value (INR) will be added to the converted values.
Note on K30: gepadmin: 1. If you choose "Full Conversion" then Column BA (AMOUNT) and Column BB (TAXES) BOTH values will be convert based on selected Currency in (Column L). 2. If you choose "Partial Conversion" then Column BA (AMOUNT) only will be converted based on selected currency (Column L) and Column BB (TAXES) value (INR) will be added to the converted values.
Note on K31: gepadmin: 1. If you choose "Full Conversion" then Column BA (AMOUNT) and Column BB (TAXES) BOTH values will be convert based on selected Currency in (Column L). 2. If you choose "Partial Conversion" then Column BA (AMOUNT) only will be converted based on selected currency (Column L) and Column BB (TAXES) value (INR) will be added to the converted values.
Note on K32: gepadmin: 1. If you choose "Full Conversion" then Column BA (AMOUNT) and Column BB (TAXES) BOTH values will be convert based on selected Currency in (Column L). 2. If you choose "Partial Conversion" then Column BA (AMOUNT) only will be converted based on selected currency (Column L) and Column BB (TAXES) value (INR) will be added to the converted values.
Note on K33: gepadmin: 1. If you choose "Full Conversion" then Column BA (AMOUNT) and Column BB (TAXES) BOTH values will be convert based on selected Currency in (Column L). 2. If you choose "Partial Conversion" then Column BA (AMOUNT) only will be converted based on selected currency (Column L) and Column BB (TAXES) value (INR) will be added to the converted values.
Note on K34: gepadmin: 1. If you choose "Full Conversion" then Column BA (AMOUNT) and Column BB (TAXES) BOTH values will be convert based on selected Currency in (Column L). 2. If you choose "Partial Conversion" then Column BA (AMOUNT) only will be converted based on selected currency (Column L) and Column BB (TAXES) value (INR) will be added to the converted values.
Note on K37: gepadmin: 1. If you choose "Full Conversion" then Column BA (AMOUNT) and Column BB (TAXES) BOTH values will be convert based on selected Currency in (Column L). 2. If you choose "Partial Conversion" then Column BA (AMOUNT) only will be converted based on selected currency (Column L) and Column BB (TAXES) value (INR) will be added to the converted values.
Note on K39: gepadmin: 1. If you choose "Full Conversion" then Column BA (AMOUNT) and Column BB (TAXES) BOTH values will be convert based on selected Currency in (Column L). 2. If you choose "Partial Conversion" then Column BA (AMOUNT) only will be converted based on selected currency (Column L) and Column BB (TAXES) value (INR) will be added to the converted values.
Note on K40: gepadmin: 1. If you choose "Full Conversion" then Column BA (AMOUNT) and Column BB (TAXES) BOTH values will be convert based on selected Currency in (Column L). 2. If you choose "Partial Conversion" then Column BA (AMOUNT) only will be converted based on selected currency (Column L) and Column BB (TAXES) value (INR) will be added to the converted values.
Note on K41: gepadmin: 1. If you choose "Full Conversion" then Column BA (AMOUNT) and Column BB (TAXES) BOTH values will be convert based on selected Currency in (Column L). 2. If you choose "Partial Conversion" then Column BA (AMOUNT) only will be converted based on selected currency (Column L) and Column BB (TAXES) value (INR) will be added to the converted values.
Note on K42: gepadmin: 1. If you choose "Full Conversion" then Column BA (AMOUNT) and Column BB (TAXES) BOTH values will be convert based on selected Currency in (Column L). 2. If you choose "Partial Conversion" then Column BA (AMOUNT) only will be converted based on selected currency (Column L) and Column BB (TAXES) value (INR) will be added to the converted values.
Note on K43: gepadmin: 1. If you choose "Full Conversion" then Column BA (AMOUNT) and Column BB (TAXES) BOTH values will be convert based on selected Currency in (Column L). 2. If you choose "Partial Conversion" then Column BA (AMOUNT) only will be converted based on selected currency (Column L) and Column BB (TAXES) value (INR) will be added to the converted values.
Note on K44: gepadmin: 1. If you choose "Full Conversion" then Column BA (AMOUNT) and Column BB (TAXES) BOTH values will be convert based on selected Currency in (Column L). 2. If you choose "Partial Conversion" then Column BA (AMOUNT) only will be converted based on selected currency (Column L) and Column BB (TAXES) value (INR) will be added to the converted values.
Note on K47: gepadmin: 1. If you choose "Full Conversion" then Column BA (AMOUNT) and Column BB (TAXES) BOTH values will be convert based on selected Currency in (Column L). 2. If you choose "Partial Conversion" then Column BA (AMOUNT) only will be converted based on selected currency (Column L) and Column BB (TAXES) value (INR) will be added to the converted values.
Note on K48: gepadmin: 1. If you choose "Full Conversion" then Column BA (AMOUNT) and Column BB (TAXES) BOTH values will be convert based on selected Currency in (Column L). 2. If you choose "Partial Conversion" then Column BA (AMOUNT) only will be converted based on selected currency (Column L) and Column BB (TAXES) value (INR) will be added to the converted values.
Note on K50: gepadmin: 1. If you choose "Full Conversion" then Column BA (AMOUNT) and Column BB (TAXES) BOTH values will be convert based on selected Currency in (Column L). 2. If you choose "Partial Conversion" then Column BA (AMOUNT) only will be converted based on selected currency (Column L) and Column BB (TAXES) value (INR) will be added to the converted values.
Note on K51: gepadmin: 1. If you choose "Full Conversion" then Column BA (AMOUNT) and Column BB (TAXES) BOTH values will be convert based on selected Currency in (Column L). 2. If you choose "Partial Conversion" then Column BA (AMOUNT) only will be converted based on selected currency (Column L) and Column BB (TAXES) value (INR) will be added to the converted values.
Note on K52: gepadmin: 1. If you choose "Full Conversion" then Column BA (AMOUNT) and Column BB (TAXES) BOTH values will be convert based on selected Currency in (Column L). 2. If you choose "Partial Conversion" then Column BA (AMOUNT) only will be converted based on selected currency (Column L) and Column BB (TAXES) value (INR) will be added to the converted values.
Note on K53: gepadmin: 1. If you choose "Full Conversion" then Column BA (AMOUNT) and Column BB (TAXES) BOTH values will be convert based on selected Currency in (Column L). 2. If you choose "Partial Conversion" then Column BA (AMOUNT) only will be converted based on selected currency (Column L) and Column BB (TAXES) value (INR) will be added to the converted values.
Note on K55: gepadmin: 1. If you choose "Full Conversion" then Column BA (AMOUNT) and Column BB (TAXES) BOTH values will be convert based on selected Currency in (Column L). 2. If you choose "Partial Conversion" then Column BA (AMOUNT) only will be converted based on selected currency (Column L) and Column BB (TAXES) value (INR) will be added to the converted values.
Note on K59: gepadmin: 1. If you choose "Full Conversion" then Column BA (AMOUNT) and Column BB (TAXES) BOTH values will be convert based on selected Currency in (Column L). 2. If you choose "Partial Conversion" then Column BA (AMOUNT) only will be converted based on selected currency (Column L) and Column BB (TAXES) value (INR) will be added to the converted values.
Note on K61: gepadmin: 1. If you choose "Full Conversion" then Column BA (AMOUNT) and Column BB (TAXES) BOTH values will be convert based on selected Currency in (Column L). 2. If you choose "Partial Conversion" then Column BA (AMOUNT) only will be converted based on selected currency (Column L) and Column BB (TAXES) value (INR) will be added to the converted values.
Note on K62: gepadmin: 1. If you choose "Full Conversion" then Column BA (AMOUNT) and Column BB (TAXES) BOTH values will be convert based on selected Currency in (Column L). 2. If you choose "Partial Conversion" then Column BA (AMOUNT) only will be converted based on selected currency (Column L) and Column BB (TAXES) value (INR) will be added to the converted values.
Note on K63: gepadmin: 1. If you choose "Full Conversion" then Column BA (AMOUNT) and Column BB (TAXES) BOTH values will be convert based on selected Currency in (Column L). 2. If you choose "Partial Conversion" then Column BA (AMOUNT) only will be converted based on selected currency (Column L) and Column BB (TAXES) value (INR) will be added to the converted values.
Note on K64: gepadmin: 1. If you choose "Full Conversion" then Column BA (AMOUNT) and Column BB (TAXES) BOTH values will be convert based on selected Currency in (Column L). 2. If you choose "Partial Conversion" then Column BA (AMOUNT) only will be converted based on selected currency (Column L) and Column BB (TAXES) value (INR) will be added to the converted values.
Note on K65: gepadmin: 1. If you choose "Full Conversion" then Column BA (AMOUNT) and Column BB (TAXES) BOTH values will be convert based on selected Currency in (Column L). 2. If you choose "Partial Conversion" then Column BA (AMOUNT) only will be converted based on selected currency (Column L) and Column BB (TAXES) value (INR) will be added to the converted values.
Note on K66: gepadmin: 1. If you choose "Full Conversion" then Column BA (AMOUNT) and Column BB (TAXES) BOTH values will be convert based on selected Currency in (Column L). 2. If you choose "Partial Conversion" then Column BA (AMOUNT) only will be converted based on selected currency (Column L) and Column BB (TAXES) value (INR) will be added to the converted values.
Note on K67: gepadmin: 1. If you choose "Full Conversion" then Column BA (AMOUNT) and Column BB (TAXES) BOTH values will be convert based on selected Currency in (Column L). 2. If you choose "Partial Conversion" then Column BA (AMOUNT) only will be converted based on selected currency (Column L) and Column BB (TAXES) value (INR) will be added to the converted values.
Note on K68: gepadmin: 1. If you choose "Full Conversion" then Column BA (AMOUNT) and Column BB (TAXES) BOTH values will be convert based on selected Currency in (Column L). 2. If you choose "Partial Conversion" then Column BA (AMOUNT) only will be converted based on selected currency (Column L) and Column BB (TAXES) value (INR) will be added to the converted values.
Note on K69: gepadmin: 1. If you choose "Full Conversion" then Column BA (AMOUNT) and Column BB (TAXES) BOTH values will be convert based on selected Currency in (Column L). 2. If you choose "Partial Conversion" then Column BA (AMOUNT) only will be converted based on selected currency (Column L) and Column BB (TAXES) value (INR) will be added to the converted values.
Note on K70: gepadmin: 1. If you choose "Full Conversion" then Column BA (AMOUNT) and Column BB (TAXES) BOTH values will be convert based on selected Currency in (Column L). 2. If you choose "Partial Conversion" then Column BA (AMOUNT) only will be converted based on selected currency (Column L) and Column BB (TAXES) value (INR) will be added to the converted values.
Note on K71: gepadmin: 1. If you choose "Full Conversion" then Column BA (AMOUNT) and Column BB (TAXES) BOTH values will be convert based on selected Currency in (Column L). 2. If you choose "Partial Conversion" then Column BA (AMOUNT) only will be converted based on selected currency (Column L) and Column BB (TAXES) value (INR) will be added to the converted values.
Note on K72: gepadmin: 1. If you choose "Full Conversion" then Column BA (AMOUNT) and Column BB (TAXES) BOTH values will be convert based on selected Currency in (Column L). 2. If you choose "Partial Conversion" then Column BA (AMOUNT) only will be converted based on selected currency (Column L) and Column BB (TAXES) value (INR) will be added to the converted values.
Note on K73: gepadmin: 1. If you choose "Full Conversion" then Column BA (AMOUNT) and Column BB (TAXES) BOTH values will be convert based on selected Currency in (Column L). 2. If you choose "Partial Conversion" then Column BA (AMOUNT) only will be converted based on selected currency (Column L) and Column BB (TAXES) value (INR) will be added to the converted values.
Note on K74: gepadmin: 1. If you choose "Full Conversion" then Column BA (AMOUNT) and Column BB (TAXES) BOTH values will be convert based on selected Currency in (Column L). 2. If you choose "Partial Conversion" then Column BA (AMOUNT) only will be converted based on selected currency (Column L) and Column BB (TAXES) value (INR) will be added to the converted values.
Note on K75: gepadmin: 1. If you choose "Full Conversion" then Column BA (AMOUNT) and Column BB (TAXES) BOTH values will be convert based on selected Currency in (Column L). 2. If you choose "Partial Conversion" then Column BA (AMOUNT) only will be converted based on selected currency (Column L) and Column BB (TAXES) value (INR) will be added to the converted values.
Note on K76: gepadmin: 1. If you choose "Full Conversion" then Column BA (AMOUNT) and Column BB (TAXES) BOTH values will be convert based on selected Currency in (Column L). 2. If you choose "Partial Conversion" then Column BA (AMOUNT) only will be converted based on selected currency (Column L) and Column BB (TAXES) value (INR) will be added to the converted values.
Note on K77: gepadmin: 1. If you choose "Full Conversion" then Column BA (AMOUNT) and Column BB (TAXES) BOTH values will be convert based on selected Currency in (Column L). 2. If you choose "Partial Conversion" then Column BA (AMOUNT) only will be converted based on selected currency (Column L) and Column BB (TAXES) value (INR) will be added to the converted values.
Note on K78: gepadmin: 1. If you choose "Full Conversion" then Column BA (AMOUNT) and Column BB (TAXES) BOTH values will be convert based on selected Currency in (Column L). 2. If you choose "Partial Conversion" then Column BA (AMOUNT) only will be converted based on selected currency (Column L) and Column BB (TAXES) value (INR) will be added to the converted values.
Note on K79: gepadmin: 1. If you choose "Full Conversion" then Column BA (AMOUNT) and Column BB (TAXES) BOTH values will be convert based on selected Currency in (Column L). 2. If you choose "Partial Conversion" then Column BA (AMOUNT) only will be converted based on selected currency (Column L) and Column BB (TAXES) value (INR) will be added to the converted values.
Note on K80: gepadmin: 1. If you choose "Full Conversion" then Column BA (AMOUNT) and Column BB (TAXES) BOTH values will be convert based on selected Currency in (Column L). 2. If you choose "Partial Conversion" then Column BA (AMOUNT) only will be converted based on selected currency (Column L) and Column BB (TAXES) value (INR) will be added to the converted values.
Note on K81: gepadmin: 1. If you choose "Full Conversion" then Column BA (AMOUNT) and Column BB (TAXES) BOTH values will be convert based on selected Currency in (Column L). 2. If you choose "Partial Conversion" then Column BA (AMOUNT) only will be converted based on selected currency (Column L) and Column BB (TAXES) value (INR) will be added to the converted values.
Note on K82: gepadmin: 1. If you choose "Full Conversion" then Column BA (AMOUNT) and Column BB (TAXES) BOTH values will be convert based on selected Currency in (Column L). 2. If you choose "Partial Conversion" then Column BA (AMOUNT) only will be converted based on selected currency (Column L) and Column BB (TAXES) value (INR) will be added to the converted values.
Note on K84: gepadmin: 1. If you choose "Full Conversion" then Column BA (AMOUNT) and Column BB (TAXES) BOTH values will be convert based on selected Currency in (Column L). 2. If you choose "Partial Conversion" then Column BA (AMOUNT) only will be converted based on selected currency (Column L) and Column BB (TAXES) value (INR) will be added to the converted values.
Note on K85: gepadmin: 1. If you choose "Full Conversion" then Column BA (AMOUNT) and Column BB (TAXES) BOTH values will be convert based on selected Currency in (Column L). 2. If you choose "Partial Conversion" then Column BA (AMOUNT) only will be converted based on selected currency (Column L) and Column BB (TAXES) value (INR) will be added to the converted values.
Note on K87: gepadmin: 1. If you choose "Full Conversion" then Column BA (AMOUNT) and Column BB (TAXES) BOTH values will be convert based on selected Currency in (Column L). 2. If you choose "Partial Conversion" then Column BA (AMOUNT) only will be converted based on selected currency (Column L) and Column BB (TAXES) value (INR) will be added to the converted values.
Note on K88: gepadmin: 1. If you choose "Full Conversion" then Column BA (AMOUNT) and Column BB (TAXES) BOTH values will be convert based on selected Currency in (Column L). 2. If you choose "Partial Conversion" then Column BA (AMOUNT) only will be converted based on selected currency (Column L) and Column BB (TAXES) value (INR) will be added to the converted values.
Note on K89: gepadmin: 1. If you choose "Full Conversion" then Column BA (AMOUNT) and Column BB (TAXES) BOTH values will be convert based on selected Currency in (Column L). 2. If you choose "Partial Conversion" then Column BA (AMOUNT) only will be converted based on selected currency (Column L) and Column BB (TAXES) value (INR) will be added to the converted values.
Note on K90: gepadmin: 1. If you choose "Full Conversion" then Column BA (AMOUNT) and Column BB (TAXES) BOTH values will be convert based on selected Currency in (Column L). 2. If you choose "Partial Conversion" then Column BA (AMOUNT) only will be converted based on selected currency (Column L) and Column BB (TAXES) value (INR) will be added to the converted values.
Note on K91: gepadmin: 1. If you choose "Full Conversion" then Column BA (AMOUNT) and Column BB (TAXES) BOTH values will be convert based on selected Currency in (Column L). 2. If you choose "Partial Conversion" then Column BA (AMOUNT) only will be converted based on selected currency (Column L) and Column BB (TAXES) value (INR) will be added to the converted values.
Note on K92: gepadmin: 1. If you choose "Full Conversion" then Column BA (AMOUNT) and Column BB (TAXES) BOTH values will be convert based on selected Currency in (Column L). 2. If you choose "Partial Conversion" then Column BA (AMOUNT) only will be converted based on selected currency (Column L) and Column BB (TAXES) value (INR) will be added to the converted values.
Note on K93: gepadmin: 1. If you choose "Full Conversion" then Column BA (AMOUNT) and Column BB (TAXES) BOTH values will be convert based on selected Currency in (Column L). 2. If you choose "Partial Conversion" then Column BA (AMOUNT) only will be converted based on selected currency (Column L) and Column BB (TAXES) value (INR) will be added to the converted values.
Note on K94: gepadmin: 1. If you choose "Full Conversion" then Column BA (AMOUNT) and Column BB (TAXES) BOTH values will be convert based on selected Currency in (Column L). 2. If you choose "Partial Conversion" then Column BA (AMOUNT) only will be converted based on selected currency (Column L) and Column BB (TAXES) value (INR) will be added to the converted values.
Note on K96: gepadmin: 1. If you choose "Full Conversion" then Column BA (AMOUNT) and Column BB (TAXES) BOTH values will be convert based on selected Currency in (Column L). 2. If you choose "Partial Conversion" then Column BA (AMOUNT) only will be converted based on selected currency (Column L) and Column BB (TAXES) value (INR) will be added to the converted values.
Note on K98: gepadmin: 1. If you choose "Full Conversion" then Column BA (AMOUNT) and Column BB (TAXES) BOTH values will be convert based on selected Currency in (Column L). 2. If you choose "Partial Conversion" then Column BA (AMOUNT) only will be converted based on selected currency (Column L) and Column BB (TAXES) value (INR) will be added to the converted values.
Note on K100: gepadmin: 1. If you choose "Full Conversion" then Column BA (AMOUNT) and Column BB (TAXES) BOTH values will be convert based on selected Currency in (Column L). 2. If you choose "Partial Conversion" then Column BA (AMOUNT) only will be converted based on selected currency (Column L) and Column BB (TAXES) value (INR) will be added to the converted values.
Note on K102: gepadmin: 1. If you choose "Full Conversion" then Column BA (AMOUNT) and Column BB (TAXES) BOTH values will be convert based on selected Currency in (Column L). 2. If you choose "Partial Conversion" then Column BA (AMOUNT) only will be converted based on selected currency (Column L) and Column BB (TAXES) value (INR) will be added to the converted values.
Note on K103: gepadmin: 1. If you choose "Full Conversion" then Column BA (AMOUNT) and Column BB (TAXES) BOTH values will be convert based on selected Currency in (Column L). 2. If you choose "Partial Conversion" then Column BA (AMOUNT) only will be converted based on selected currency (Column L) and Column BB (TAXES) value (INR) will be added to the converted values.
Note on K104: gepadmin: 1. If you choose "Full Conversion" then Column BA (AMOUNT) and Column BB (TAXES) BOTH values will be convert based on selected Currency in (Column L). 2. If you choose "Partial Conversion" then Column BA (AMOUNT) only will be converted based on selected currency (Column L) and Column BB (TAXES) value (INR) will be added to the converted values.
Note on K105: gepadmin: 1. If you choose "Full Conversion" then Column BA (AMOUNT) and Column BB (TAXES) BOTH values will be convert based on selected Currency in (Column L). 2. If you choose "Partial Conversion" then Column BA (AMOUNT) only will be converted based on selected currency (Column L) and Column BB (TAXES) value (INR) will be added to the converted values.
Note on K106: gepadmin: 1. If you choose "Full Conversion" then Column BA (AMOUNT) and Column BB (TAXES) BOTH values will be convert based on selected Currency in (Column L). 2. If you choose "Partial Conversion" then Column BA (AMOUNT) only will be converted based on selected currency (Column L) and Column BB (TAXES) value (INR) will be added to the converted values.
Note on K110: gepadmin: 1. If you choose "Full Conversion" then Column BA (AMOUNT) and Column BB (TAXES) BOTH values will be convert based on selected Currency in (Column L). 2. If you choose "Partial Conversion" then Column BA (AMOUNT) only will be converted based on selected currency (Column L) and Column BB (TAXES) value (INR) will be added to the converted values.
Note on K112: gepadmin: 1. If you choose "Full Conversion" then Column BA (AMOUNT) and Column BB (TAXES) BOTH values will be convert based on selected Currency in (Column L). 2. If you choose "Partial Conversion" then Column BA (AMOUNT) only will be converted based on selected currency (Column L) and Column BB (TAXES) value (INR) will be added to the converted values.
Note on K114: gepadmin: 1. If you choose "Full Conversion" then Column BA (AMOUNT) and Column BB (TAXES) BOTH values will be convert based on selected Currency in (Column L). 2. If you choose "Partial Conversion" then Column BA (AMOUNT) only will be converted based on selected currency (Column L) and Column BB (TAXES) value (INR) will be added to the converted values.
Note on K115: gepadmin: 1. If you choose "Full Conversion" then Column BA (AMOUNT) and Column BB (TAXES) BOTH values will be convert based on selected Currency in (Column L). 2. If you choose "Partial Conversion" then Column BA (AMOUNT) only will be converted based on selected currency (Column L) and Column BB (TAXES) value (INR) will be added to the converted values.
Note on K116: gepadmin: 1. If you choose "Full Conversion" then Column BA (AMOUNT) and Column BB (TAXES) BOTH values will be convert based on selected Currency in (Column L). 2. If you choose "Partial Conversion" then Column BA (AMOUNT) only will be converted based on selected currency (Column L) and Column BB (TAXES) value (INR) will be added to the converted values.
Note on K117: gepadmin: 1. If you choose "Full Conversion" then Column BA (AMOUNT) and Column BB (TAXES) BOTH values will be convert based on selected Currency in (Column L). 2. If you choose "Partial Conversion" then Column BA (AMOUNT) only will be converted based on selected currency (Column L) and Column BB (TAXES) value (INR) will be added to the converted values.
Note on K118: gepadmin: 1. If you choose "Full Conversion" then Column BA (AMOUNT) and Column BB (TAXES) BOTH values will be convert based on selected Currency in (Column L). 2. If you choose "Partial Conversion" then Column BA (AMOUNT) only will be converted based on selected currency (Column L) and Column BB (TAXES) value (INR) will be added to the converted values.
Note on K120: gepadmin: 1. If you choose "Full Conversion" then Column BA (AMOUNT) and Column BB (TAXES) BOTH values will be convert based on selected Currency in (Column L). 2. If you choose "Partial Conversion" then Column BA (AMOUNT) only will be converted based on selected currency (Column L) and Column BB (TAXES) value (INR) will be added to the converted values.
Note on K122: gepadmin: 1. If you choose "Full Conversion" then Column BA (AMOUNT) and Column BB (TAXES) BOTH values will be convert based on selected Currency in (Column L). 2. If you choose "Partial Conversion" then Column BA (AMOUNT) only will be converted based on selected currency (Column L) and Column BB (TAXES) value (INR) will be added to the converted values.
Note on K124: gepadmin: 1. If you choose "Full Conversion" then Column BA (AMOUNT) and Column BB (TAXES) BOTH values will be convert based on selected Currency in (Column L). 2. If you choose "Partial Conversion" then Column BA (AMOUNT) only will be converted based on selected currency (Column L) and Column BB (TAXES) value (INR) will be added to the converted values.
Note on K125: gepadmin: 1. If you choose "Full Conversion" then Column BA (AMOUNT) and Column BB (TAXES) BOTH values will be convert based on selected Currency in (Column L). 2. If you choose "Partial Conversion" then Column BA (AMOUNT) only will be converted based on selected currency (Column L) and Column BB (TAXES) value (INR) will be added to the converted values.
Note on K126: gepadmin: 1. If you choose "Full Conversion" then Column BA (AMOUNT) and Column BB (TAXES) BOTH values will be convert based on selected Currency in (Column L). 2. If you choose "Partial Conversion" then Column BA (AMOUNT) only will be converted based on selected currency (Column L) and Column BB (TAXES) value (INR) will be added to the converted values.
Note on K127: gepadmin: 1. If you choose "Full Conversion" then Column BA (AMOUNT) and Column BB (TAXES) BOTH values will be convert based on selected Currency in (Column L). 2. If you choose "Partial Conversion" then Column BA (AMOUNT) only will be converted based on selected currency (Column L) and Column BB (TAXES) value (INR) will be added to the converted values.
Note on K128: gepadmin: 1. If you choose "Full Conversion" then Column BA (AMOUNT) and Column BB (TAXES) BOTH values will be convert based on selected Currency in (Column L). 2. If you choose "Partial Conversion" then Column BA (AMOUNT) only will be converted based on selected currency (Column L) and Column BB (TAXES) value (INR) will be added to the converted values.
Note on K130: gepadmin: 1. If you choose "Full Conversion" then Column BA (AMOUNT) and Column BB (TAXES) BOTH values will be convert based on selected Currency in (Column L). 2. If you choose "Partial Conversion" then Column BA (AMOUNT) only will be converted based on selected currency (Column L) and Column BB (TAXES) value (INR) will be added to the converted values.
Note on K131: gepadmin: 1. If you choose "Full Conversion" then Column BA (AMOUNT) and Column BB (TAXES) BOTH values will be convert based on selected Currency in (Column L). 2. If you choose "Partial Conversion" then Column BA (AMOUNT) only will be converted based on selected currency (Column L) and Column BB (TAXES) value (INR) will be added to the converted values.
Note on K133: gepadmin: 1. If you choose "Full Conversion" then Column BA (AMOUNT) and Column BB (TAXES) BOTH values will be convert based on selected Currency in (Column L). 2. If you choose "Partial Conversion" then Column BA (AMOUNT) only will be converted based on selected currency (Column L) and Column BB (TAXES) value (INR) will be added to the converted values.
Note on K135: gepadmin: 1. If you choose "Full Conversion" then Column BA (AMOUNT) and Column BB (TAXES) BOTH values will be convert based on selected Currency in (Column L). 2. If you choose "Partial Conversion" then Column BA (AMOUNT) only will be converted based on selected currency (Column L) and Column BB (TAXES) value (INR) will be added to the converted values.
Note on K136: gepadmin: 1. If you choose "Full Conversion" then Column BA (AMOUNT) and Column BB (TAXES) BOTH values will be convert based on selected Currency in (Column L). 2. If you choose "Partial Conversion" then Column BA (AMOUNT) only will be converted based on selected currency (Column L) and Column BB (TAXES) value (INR) will be added to the converted values.
Note on K137: gepadmin: 1. If you choose "Full Conversion" then Column BA (AMOUNT) and Column BB (TAXES) BOTH values will be convert based on selected Currency in (Column L). 2. If you choose "Partial Conversion" then Column BA (AMOUNT) only will be converted based on selected currency (Column L) and Column BB (TAXES) value (INR) will be added to the converted values.
Note on K138: gepadmin: 1. If you choose "Full Conversion" then Column BA (AMOUNT) and Column BB (TAXES) BOTH values will be convert based on selected Currency in (Column L). 2. If you choose "Partial Conversion" then Column BA (AMOUNT) only will be converted based on selected currency (Column L) and Column BB (TAXES) value (INR) will be added to the converted values.
Note on K139: gepadmin: 1. If you choose "Full Conversion" then Column BA (AMOUNT) and Column BB (TAXES) BOTH values will be convert based on selected Currency in (Column L). 2. If you choose "Partial Conversion" then Column BA (AMOUNT) only will be converted based on selected currency (Column L) and Column BB (TAXES) value (INR) will be added to the converted values.
Note on K140: gepadmin: 1. If you choose "Full Conversion" then Column BA (AMOUNT) and Column BB (TAXES) BOTH values will be convert based on selected Currency in (Column L). 2. If you choose "Partial Conversion" then Column BA (AMOUNT) only will be converted based on selected currency (Column L) and Column BB (TAXES) value (INR) will be added to the converted values.
Note on K141: gepadmin: 1. If you choose "Full Conversion" then Column BA (AMOUNT) and Column BB (TAXES) BOTH values will be convert based on selected Currency in (Column L). 2. If you choose "Partial Conversion" then Column BA (AMOUNT) only will be converted based on selected currency (Column L) and Column BB (TAXES) value (INR) will be added to the converted values.
Note on K142: gepadmin: 1. If you choose "Full Conversion" then Column BA (AMOUNT) and Column BB (TAXES) BOTH values will be convert based on selected Currency in (Column L). 2. If you choose "Partial Conversion" then Column BA (AMOUNT) only will be converted based on selected currency (Column L) and Column BB (TAXES) value (INR) will be added to the converted values.
Note on K143: gepadmin: 1. If you choose "Full Conversion" then Column BA (AMOUNT) and Column BB (TAXES) BOTH values will be convert based on selected Currency in (Column L). 2. If you choose "Partial Conversion" then Column BA (AMOUNT) only will be converted based on selected currency (Column L) and Column BB (TAXES) value (INR) will be added to the converted values.
Note on K145: gepadmin: 1. If you choose "Full Conversion" then Column BA (AMOUNT) and Column BB (TAXES) BOTH values will be convert based on selected Currency in (Column L). 2. If you choose "Partial Conversion" then Column BA (AMOUNT) only will be converted based on selected currency (Column L) and Column BB (TAXES) value (INR) will be added to the converted values.
Note on K146: gepadmin: 1. If you choose "Full Conversion" then Column BA (AMOUNT) and Column BB (TAXES) BOTH values will be convert based on selected Currency in (Column L). 2. If you choose "Partial Conversion" then Column BA (AMOUNT) only will be converted based on selected currency (Column L) and Column BB (TAXES) value (INR) will be added to the converted values.
Note on K147: gepadmin: 1. If you choose "Full Conversion" then Column BA (AMOUNT) and Column BB (TAXES) BOTH values will be convert based on selected Currency in (Column L). 2. If you choose "Partial Conversion" then Column BA (AMOUNT) only will be converted based on selected currency (Column L) and Column BB (TAXES) value (INR) will be added to the converted values.
Note on K148: gepadmin: 1. If you choose "Full Conversion" then Column BA (AMOUNT) and Column BB (TAXES) BOTH values will be convert based on selected Currency in (Column L). 2. If you choose "Partial Conversion" then Column BA (AMOUNT) only will be converted based on selected currency (Column L) and Column BB (TAXES) value (INR) will be added to the converted values.
Note on K149: gepadmin: 1. If you choose "Full Conversion" then Column BA (AMOUNT) and Column BB (TAXES) BOTH values will be convert based on selected Currency in (Column L). 2. If you choose "Partial Conversion" then Column BA (AMOUNT) only will be converted based on selected currency (Column L) and Column BB (TAXES) value (INR) will be added to the converted values.
Note on K150: gepadmin: 1. If you choose "Full Conversion" then Column BA (AMOUNT) and Column BB (TAXES) BOTH values will be convert based on selected Currency in (Column L). 2. If you choose "Partial Conversion" then Column BA (AMOUNT) only will be converted based on selected currency (Column L) and Column BB (TAXES) value (INR) will be added to the converted values.
Note on K151: gepadmin: 1. If you choose "Full Conversion" then Column BA (AMOUNT) and Column BB (TAXES) BOTH values will be convert based on selected Currency in (Column L). 2. If you choose "Partial Conversion" then Column BA (AMOUNT) only will be converted based on selected currency (Column L) and Column BB (TAXES) value (INR) will be added to the converted values.
Note on K152: gepadmin: 1. If you choose "Full Conversion" then Column BA (AMOUNT) and Column BB (TAXES) BOTH values will be convert based on selected Currency in (Column L). 2. If you choose "Partial Conversion" then Column BA (AMOUNT) only will be converted based on selected currency (Column L) and Column BB (TAXES) value (INR) will be added to the converted values.
Note on K153: gepadmin: 1. If you choose "Full Conversion" then Column BA (AMOUNT) and Column BB (TAXES) BOTH values will be convert based on selected Currency in (Column L). 2. If you choose "Partial Conversion" then Column BA (AMOUNT) only will be converted based on selected currency (Column L) and Column BB (TAXES) value (INR) will be added to the converted values.
Note on K154: gepadmin: 1. If you choose "Full Conversion" then Column BA (AMOUNT) and Column BB (TAXES) BOTH values will be convert based on selected Currency in (Column L). 2. If you choose "Partial Conversion" then Column BA (AMOUNT) only will be converted based on selected currency (Column L) and Column BB (TAXES) value (INR) will be added to the converted values.
Note on K155: gepadmin: 1. If you choose "Full Conversion" then Column BA (AMOUNT) and Column BB (TAXES) BOTH values will be convert based on selected Currency in (Column L). 2. If you choose "Partial Conversion" then Column BA (AMOUNT) only will be converted based on selected currency (Column L) and Column BB (TAXES) value (INR) will be added to the converted values.
Note on K156: gepadmin: 1. If you choose "Full Conversion" then Column BA (AMOUNT) and Column BB (TAXES) BOTH values will be convert based on selected Currency in (Column L). 2. If you choose "Partial Conversion" then Column BA (AMOUNT) only will be converted based on selected currency (Column L) and Column BB (TAXES) value (INR) will be added to the converted values.
Note on K158: gepadmin: 1. If you choose "Full Conversion" then Column BA (AMOUNT) and Column BB (TAXES) BOTH values will be convert based on selected Currency in (Column L). 2. If you choose "Partial Conversion" then Column BA (AMOUNT) only will be converted based on selected currency (Column L) and Column BB (TAXES) value (INR) will be added to the converted values.
Note on K159: gepadmin: 1. If you choose "Full Conversion" then Column BA (AMOUNT) and Column BB (TAXES) BOTH values will be convert based on selected Currency in (Column L). 2. If you choose "Partial Conversion" then Column BA (AMOUNT) only will be converted based on selected currency (Column L) and Column BB (TAXES) value (INR) will be added to the converted values.
Note on K160: gepadmin: 1. If you choose "Full Conversion" then Column BA (AMOUNT) and Column BB (TAXES) BOTH values will be convert based on selected Currency in (Column L). 2. If you choose "Partial Conversion" then Column BA (AMOUNT) only will be converted based on selected currency (Column L) and Column BB (TAXES) value (INR) will be added to the converted values.
Note on K161: gepadmin: 1. If you choose "Full Conversion" then Column BA (AMOUNT) and Column BB (TAXES) BOTH values will be convert based on selected Currency in (Column L). 2. If you choose "Partial Conversion" then Column BA (AMOUNT) only will be converted based on selected currency (Column L) and Column BB (TAXES) value (INR) will be added to the converted values.
Note on K162: gepadmin: 1. If you choose "Full Conversion" then Column BA (AMOUNT) and Column BB (TAXES) BOTH values will be convert based on selected Currency in (Column L). 2. If you choose "Partial Conversion" then Column BA (AMOUNT) only will be converted based on selected currency (Column L) and Column BB (TAXES) value (INR) will be added to the converted values.
Note on K163: gepadmin: 1. If you choose "Full Conversion" then Column BA (AMOUNT) and Column BB (TAXES) BOTH values will be convert based on selected Currency in (Column L). 2. If you choose "Partial Conversion" then Column BA (AMOUNT) only will be converted based on selected currency (Column L) and Column BB (TAXES) value (INR) will be added to the converted values.
Note on K164: gepadmin: 1. If you choose "Full Conversion" then Column BA (AMOUNT) and Column BB (TAXES) BOTH values will be convert based on selected Currency in (Column L). 2. If you choose "Partial Conversion" then Column BA (AMOUNT) only will be converted based on selected currency (Column L) and Column BB (TAXES) value (INR) will be added to the converted values.
Note on K166: gepadmin: 1. If you choose "Full Conversion" then Column BA (AMOUNT) and Column BB (TAXES) BOTH values will be convert based on selected Currency in (Column L). 2. If you choose "Partial Conversion" then Column BA (AMOUNT) only will be converted based on selected currency (Column L) and Column BB (TAXES) value (INR) will be added to the converted values.
Note on K168: gepadmin: 1. If you choose "Full Conversion" then Column BA (AMOUNT) and Column BB (TAXES) BOTH values will be convert based on selected Currency in (Column L). 2. If you choose "Partial Conversion" then Column BA (AMOUNT) only will be converted based on selected currency (Column L) and Column BB (TAXES) value (INR) will be added to the converted values.
Note on K169: gepadmin: 1. If you choose "Full Conversion" then Column BA (AMOUNT) and Column BB (TAXES) BOTH values will be convert based on selected Currency in (Column L). 2. If you choose "Partial Conversion" then Column BA (AMOUNT) only will be converted based on selected currency (Column L) and Column BB (TAXES) value (INR) will be added to the converted values.
Note on K170: gepadmin: 1. If you choose "Full Conversion" then Column BA (AMOUNT) and Column BB (TAXES) BOTH values will be convert based on selected Currency in (Column L). 2. If you choose "Partial Conversion" then Column BA (AMOUNT) only will be converted based on selected currency (Column L) and Column BB (TAXES) value (INR) will be added to the converted values.
Note on K171: gepadmin: 1. If you choose "Full Conversion" then Column BA (AMOUNT) and Column BB (TAXES) BOTH values will be convert based on selected Currency in (Column L). 2. If you choose "Partial Conversion" then Column BA (AMOUNT) only will be converted based on selected currency (Column L) and Column BB (TAXES) value (INR) will be added to the converted values.
Note on K172: gepadmin: 1. If you choose "Full Conversion" then Column BA (AMOUNT) and Column BB (TAXES) BOTH values will be convert based on selected Currency in (Column L). 2. If you choose "Partial Conversion" then Column BA (AMOUNT) only will be converted based on selected currency (Column L) and Column BB (TAXES) value (INR) will be added to the converted values.
Note on K174: gepadmin: 1. If you choose "Full Conversion" then Column BA (AMOUNT) and Column BB (TAXES) BOTH values will be convert based on selected Currency in (Column L). 2. If you choose "Partial Conversion" then Column BA (AMOUNT) only will be converted based on selected currency (Column L) and Column BB (TAXES) value (INR) will be added to the converted values.
Note on K175: gepadmin: 1. If you choose "Full Conversion" then Column BA (AMOUNT) and Column BB (TAXES) BOTH values will be convert based on selected Currency in (Column L). 2. If you choose "Partial Conversion" then Column BA (AMOUNT) only will be converted based on selected currency (Column L) and Column BB (TAXES) value (INR) will be added to the converted values.
Note on K176: gepadmin: 1. If you choose "Full Conversion" then Column BA (AMOUNT) and Column BB (TAXES) BOTH values will be convert based on selected Currency in (Column L). 2. If you choose "Partial Conversion" then Column BA (AMOUNT) only will be converted based on selected currency (Column L) and Column BB (TAXES) value (INR) will be added to the converted values.
Note on K177: gepadmin: 1. If you choose "Full Conversion" then Column BA (AMOUNT) and Column BB (TAXES) BOTH values will be convert based on selected Currency in (Column L). 2. If you choose "Partial Conversion" then Column BA (AMOUNT) only will be converted based on selected currency (Column L) and Column BB (TAXES) value (INR) will be added to the converted values.
Note on K178: gepadmin: 1. If you choose "Full Conversion" then Column BA (AMOUNT) and Column BB (TAXES) BOTH values will be convert based on selected Currency in (Column L). 2. If you choose "Partial Conversion" then Column BA (AMOUNT) only will be converted based on selected currency (Column L) and Column BB (TAXES) value (INR) will be added to the converted values.
Note on K179: gepadmin: 1. If you choose "Full Conversion" then Column BA (AMOUNT) and Column BB (TAXES) BOTH values will be convert based on selected Currency in (Column L). 2. If you choose "Partial Conversion" then Column BA (AMOUNT) only will be converted based on selected currency (Column L) and Column BB (TAXES) value (INR) will be added to the converted values.
Note on K180: gepadmin: 1. If you choose "Full Conversion" then Column BA (AMOUNT) and Column BB (TAXES) BOTH values will be convert based on selected Currency in (Column L). 2. If you choose "Partial Conversion" then Column BA (AMOUNT) only will be converted based on selected currency (Column L) and Column BB (TAXES) value (INR) will be added to the converted values.
Note on K181: gepadmin: 1. If you choose "Full Conversion" then Column BA (AMOUNT) and Column BB (TAXES) BOTH values will be convert based on selected Currency in (Column L). 2. If you choose "Partial Conversion" then Column BA (AMOUNT) only will be converted based on selected currency (Column L) and Column BB (TAXES) value (INR) will be added to the converted values.
Note on K182: gepadmin: 1. If you choose "Full Conversion" then Column BA (AMOUNT) and Column BB (TAXES) BOTH values will be convert based on selected Currency in (Column L). 2. If you choose "Partial Conversion" then Column BA (AMOUNT) only will be converted based on selected currency (Column L) and Column BB (TAXES) value (INR) will be added to the converted values.
Note on K183: gepadmin: 1. If you choose "Full Conversion" then Column BA (AMOUNT) and Column BB (TAXES) BOTH values will be convert based on selected Currency in (Column L). 2. If you choose "Partial Conversion" then Column BA (AMOUNT) only will be converted based on selected currency (Column L) and Column BB (TAXES) value (INR) will be added to the converted values.
Note on K184: gepadmin: 1. If you choose "Full Conversion" then Column BA (AMOUNT) and Column BB (TAXES) BOTH values will be convert based on selected Currency in (Column L). 2. If you choose "Partial Conversion" then Column BA (AMOUNT) only will be converted based on selected currency (Column L) and Column BB (TAXES) value (INR) will be added to the converted values.
Note on K185: gepadmin: 1. If you choose "Full Conversion" then Column BA (AMOUNT) and Column BB (TAXES) BOTH values will be convert based on selected Currency in (Column L). 2. If you choose "Partial Conversion" then Column BA (AMOUNT) only will be converted based on selected currency (Column L) and Column BB (TAXES) value (INR) will be added to the converted values.
Note on K186: gepadmin: 1. If you choose "Full Conversion" then Column BA (AMOUNT) and Column BB (TAXES) BOTH values will be convert based on selected Currency in (Column L). 2. If you choose "Partial Conversion" then Column BA (AMOUNT) only will be converted based on selected currency (Column L) and Column BB (TAXES) value (INR) will be added to the converted values.
Note on K187: gepadmin: 1. If you choose "Full Conversion" then Column BA (AMOUNT) and Column BB (TAXES) BOTH values will be convert based on selected Currency in (Column L). 2. If you choose "Partial Conversion" then Column BA (AMOUNT) only will be converted based on selected currency (Column L) and Column BB (TAXES) value (INR) will be added to the converted values.
Note on K188: gepadmin: 1. If you choose "Full Conversion" then Column BA (AMOUNT) and Column BB (TAXES) BOTH values will be convert based on selected Currency in (Column L). 2. If you choose "Partial Conversion" then Column BA (AMOUNT) only will be converted based on selected currency (Column L) and Column BB (TAXES) value (INR) will be added to the converted values.
Note on K189: gepadmin: 1. If you choose "Full Conversion" then Column BA (AMOUNT) and Column BB (TAXES) BOTH values will be convert based on selected Currency in (Column L). 2. If you choose "Partial Conversion" then Column BA (AMOUNT) only will be converted based on selected currency (Column L) and Column BB (TAXES) value (INR) will be added to the converted values.
Note on K190: gepadmin: 1. If you choose "Full Conversion" then Column BA (AMOUNT) and Column BB (TAXES) BOTH values will be convert based on selected Currency in (Column L). 2. If you choose "Partial Conversion" then Column BA (AMOUNT) only will be converted based on selected currency (Column L) and Column BB (TAXES) value (INR) will be added to the converted values.
Note on K191: gepadmin: 1. If you choose "Full Conversion" then Column BA (AMOUNT) and Column BB (TAXES) BOTH values will be convert based on selected Currency in (Column L). 2. If you choose "Partial Conversion" then Column BA (AMOUNT) only will be converted based on selected currency (Column L) and Column BB (TAXES) value (INR) will be added to the converted values.
Note on K192: gepadmin: 1. If you choose "Full Conversion" then Column BA (AMOUNT) and Column BB (TAXES) BOTH values will be convert based on selected Currency in (Column L). 2. If you choose "Partial Conversion" then Column BA (AMOUNT) only will be converted based on selected currency (Column L) and Column BB (TAXES) value (INR) will be added to the converted values.
Note on K193: gepadmin: 1. If you choose "Full Conversion" then Column BA (AMOUNT) and Column BB (TAXES) BOTH values will be convert based on selected Currency in (Column L). 2. If you choose "Partial Conversion" then Column BA (AMOUNT) only will be converted based on selected currency (Column L) and Column BB (TAXES) value (INR) will be added to the converted values.
Validate
Print
Help

## Macros
Please Enable Macros to View BoQ information